## README
Adjustments
DUID | Old REGIONID | New REGIONID | Old FUELTYPE
SNOWY1 | SNOWY1 | NSW1 | 0 | Hydro
SNOWY2 | SNOWY1 | NSW1 | 0 | Hydro
SNOWY3 | SNOWY1 | NSW1 | 0 | Hydro
SNOWY4 | SNOWY1 | NSW1 | 0 | Hydro
SNOWY5 | SNOWY1 | NSW1 | 0 | Hydro

## HeatRate
DUID | REGIONID | STATIONNAME | PARTICIPANTNAME | DISPATCHTYPE | FUELTYPE | TECHNOLOGYTYPE | SCHEDULE_TYPE | THERMAL_EFFICIENCY_FACTOR
ADPBA1G | SA1 | Adelaide Desalination Plant, Battery | South Australian Water Corporation | GENERATOR | Battery | Battery | SCHEDULED | 0
ADPPV1 | SA1 | Adelaide Desalination Plant, Solar Units 1-4, 5-9 | South Australian Water Corporation | GENERATOR | Solar | PV | SEMI-SCHEDULED | 0
AGLHAL | SA1 | Hallett | EnergyAustralia | GENERATOR | Gas | OCGT | SCHEDULED | 14.63
AGLSOM | VIC1 | Somerton | AGL Energy | GENERATOR | Gas | OCGT | SCHEDULED | 14.63
ANGAST1 | SA1 | Angaston | Snowy Hydro | GENERATOR | Liquid | Recip | SCHEDULED | 13.5
APS | VIC1 | Angelsea | SECV | GENERATOR | Coal-Brown | Boiler | SCHEDULED | 11.91
ARWF1 | VIC1 | Ararat Wind Farm | Windlab | GENERATOR | Wind | Wind | SEMI-SCHEDULED | 0
AVLSF1 | NSW1 | Avonlie Solar Farm | Iberdrola Australia Energy Markets Pty Limited | GENERATOR | Solar | PV | SEMI-SCHEDULED | 0
BALBG1 | VIC1 | Ballarat BESS | EnergyAustralia | GENERATOR | Battery | Battery | SCHEDULED | 0
BALDHWF1 | VIC1 | Bald Hills WF | Alinta Energy | GENERATOR | Wind | Wind | SEMI-SCHEDULED | 0
BANGOWF1 | NSW1 | Bango 973 Wind Farm | CWP Renewables | GENERATOR | Wind | Wind | SEMI-SCHEDULED | 0
BANGOWF2 | NSW1 | Bango 999 Wind Farm | CWP Renewables | GENERATOR | Wind | Wind | SEMI-SCHEDULED | 0
BANN1 | VIC1 | Bannerton Solar Park | Alinta Energy | GENERATOR | Solar | PV | SEMI-SCHEDULED | 0
BARCALDN | QLD1 | Barcaldine | Ergon Energy | GENERATOR | Gas | OCGT | SCHEDULED | 8.73
BARKIPS1 | SA1 | Barker Inlet Power Station | AGL Energy | GENERATOR | Gas | Recip | SCHEDULED | 7.89
BARRON-1 | QLD1 | Barron Gorge | CleanCo | GENERATOR | Hydro | Hydro | SCHEDULED | 0
BARRON-2 | QLD1 | Barron Gorge | CleanCo | GENERATOR | Hydro | Hydro | SCHEDULED | 0
BASTYAN | TAS1 | Bastyan | Hydro Tasmania | GENERATOR | Hydro | Hydro | SCHEDULED | 0
BBATTERY | QLD1 | Bouldercombe Battery Project | Bouldercombe Battery Project Co Pty Ltd ATF Bouldercombe Battery Project | GENERATOR | Battery | Battery | SCHEDULED | 0
BBTHREE1 | TAS1 | Tamar Valley GT | Hydro Tasmania | GENERATOR | Gas | OCGT | SCHEDULED | 12.1
BBTHREE2 | TAS1 | Tamar Valley GT | Hydro Tasmania | GENERATOR | Gas | OCGT | SCHEDULED | 12.1
BBTHREE3 | TAS1 | Tamar Valley GT | Hydro Tasmania | GENERATOR | Gas | OCGT | SCHEDULED | 12.1
BDL01 | VIC1 | Bairnsdale | Alinta Energy | GENERATOR | Gas | OCGT | SCHEDULED | 10.27
BDL02 | VIC1 | Bairnsdale | Alinta Energy | GENERATOR | Gas | OCGT | SCHEDULED | 10.27
BELLBAY1 | TAS1 | Bell Bay | Hydro Tasmania | GENERATOR | Gas | Boiler | SCHEDULED | 10.69
BELLBAY2 | TAS1 | Bell Bay | Hydro Tasmania | GENERATOR | Gas | Boiler | SCHEDULED | 10.69
BERYLSF1 | NSW1 | Beryl Solar Farm | First Solar | GENERATOR | Solar | PV | SEMI-SCHEDULED | 0
BHBG1 | NSW1 | Broken Hill Battery Energy Storage System | AGL Macquarie Pty Limited | GENERATOR | Battery | Battery | SCHEDULED | 0
BLOWERNG | NSW1 | Blowering | Snowy Hydro | GENERATOR | Hydro | Hydro | SCHEDULED | 0
BLUEGSF1 | QLD1 | Bluegrass Solar Farm | X-Elio Australia | GENERATOR | Solar | PV | SEMI-SCHEDULED | 0
BLUFF1 | SA1 | The Bluff WF | AGL Energy | GENERATOR | Wind | Wind | SEMI-SCHEDULED | 0
BNGSF1 | SA1 | Bungala One Solar Farm | Bungala One Solar Farm | GENERATOR | Solar | PV | SEMI-SCHEDULED | 0
BNGSF2 | SA1 | Bungala Two Solar Farm | Bungala One Solar Farm | GENERATOR | Solar | PV | SEMI-SCHEDULED | 0
BOCORWF1 | NSW1 | Boco Rock WF | CWP Renewables | GENERATOR | Wind | Wind | SEMI-SCHEDULED | 0
BODWF1 | NSW1 | Bodangora Wind Farm | Iberdrola Australia Energy Markets Pty Limited | GENERATOR | Wind | Wind | SEMI-SCHEDULED | 0
BOLIVPS1 | SA1 | Bolivar Power Station | Iberdrola Australia Energy Markets Pty Limited | GENERATOR | Gas | OCGT | SCHEDULED | 10.19
BOMENSF1 | NSW1 | Bomen Solar Farm | Spark Infrastructure | GENERATOR | Solar | PV | SEMI-SCHEDULED | 0
BOWWBA1G | SA1 | Bolivar Waste Water Treatment | South Australian Water Corporation | GENERATOR | Battery | Battery | SCHEDULED | 0
BOWWPV1 | SA1 | Bolivar Waste Water Treatment Plant | South Australian Water Corporation | GENERATOR | Solar | PV | SEMI-SCHEDULED | 0
BRAEMAR1 | QLD1 | Braemar A | Alinta Energy | GENERATOR | Gas | OCGT | SCHEDULED | 11.7
BRAEMAR2 | QLD1 | Braemar A | Alinta Energy | GENERATOR | Gas | OCGT | SCHEDULED | 11.7
BRAEMAR3 | QLD1 | Braemar A | Alinta Energy | GENERATOR | Gas | OCGT | SCHEDULED | 11.7
BRAEMAR5 | QLD1 | Braemar 2 | Arrow Energy | GENERATOR | Gas | OCGT | SCHEDULED | 11.7
BRAEMAR6 | QLD1 | Braemar 2 | Arrow Energy | GENERATOR | Gas | OCGT | SCHEDULED | 11.7
BRAEMAR7 | QLD1 | Braemar 2 | Arrow Energy | GENERATOR | Gas | OCGT | SCHEDULED | 11.7
BROKENH1 | NSW1 | Broken Hill Solar Plant | AGL Energy | GENERATOR | Solar | PV | SEMI-SCHEDULED | 0
BRYB1WF1 | VIC1 | Berrybank Wind Farm | Global Power Generation Australia | GENERATOR | Wind | Wind | SEMI-SCHEDULED | 0
BRYB2WF2 | VIC1 | Berrybank Wind Farm | Global Power Generation Australia | GENERATOR | Wind | Wind | SEMI-SCHEDULED | 0
BULBESG1 | VIC1 | Bulgana Green Power Hub | Neoen | GENERATOR | Battery | Battery | SCHEDULED | 0
BULGANA1 | VIC1 | Bulgana Green Power Hub | Neoen | GENERATOR | Wind | Wind | SEMI-SCHEDULED | 0
BW01 | NSW1 | Bayswater | AGL Energy | GENERATOR | Coal-Black | Boiler | SCHEDULED | 9.43
BW02 | NSW1 | Bayswater | AGL Energy | GENERATOR | Coal-Black | Boiler | SCHEDULED | 9.43
BW03 | NSW1 | Bayswater | AGL Energy | GENERATOR | Coal-Black | Boiler | SCHEDULED | 9.43
BW04 | NSW1 | Bayswater | AGL Energy | GENERATOR | Coal-Black | Boiler | SCHEDULED | 9.43
CALL_A_1 | QLD1 | Callide A | CS Energy | GENERATOR | Coal-Black | Boiler | SCHEDULED | 9.27
CALL_A_2 | QLD1 | Callide A | CS Energy | GENERATOR | Coal-Black | Boiler | SCHEDULED | 9.27
CALL_A_3 | QLD1 | Callide A | CS Energy | GENERATOR | Coal-Black | Boiler | SCHEDULED | 9.27
CALL_B_1 | QLD1 | Callide B | CS Energy | GENERATOR | Coal-Black | Boiler | SCHEDULED | 9.27
CALL_B_2 | QLD1 | Callide B | CS Energy | GENERATOR | Coal-Black | Boiler | SCHEDULED | 9.27
CAPBES1G | NSW1 | Capital Battery | Capital Battery Pty Ltd As Trustee For Capital Battery Trust | GENERATOR | Battery | Battery | SCHEDULED | 0
CATHROCK | SA1 | Cathedral Rocks WF | Acciona Energy | GENERATOR | Wind | Wind | SEMI-SCHEDULED | 0
CBWWBA1G | SA1 | Christies Beach BESS | SA Water | GENERATOR | Battery | Battery | SCHEDULED | 0
CETHANA | TAS1 | Cethana | Hydro Tasmania | GENERATOR | Hydro | Hydro | SCHEDULED | 0
CG1 | NSW1 | Colongra | Snowy Hydro | GENERATOR | Gas | OCGT | SCHEDULED | 10.91
CG2 | NSW1 | Colongra | Snowy Hydro | GENERATOR | Gas | OCGT | SCHEDULED | 10.91
CG3 | NSW1 | Colongra | Snowy Hydro | GENERATOR | Gas | OCGT | SCHEDULED | 10.91
CG4 | NSW1 | Colongra | Snowy Hydro | GENERATOR | Gas | OCGT | SCHEDULED | 10.91
CHBESSG1 | QLD1 | Chinchilla BESS | CS Energy Limited | GENERATOR | Battery | Battery | SCHEDULED | 0
CHILDSF1 | QLD1 | Childers Solar Farm | Elliott Green Power | GENERATOR | Solar | PV | SEMI-SCHEDULED | 0
CHYTWF1 | VIC1 | Cherry Tree Wind Farm | Iberdrola Australia Energy Markets Pty Limited | GENERATOR | Wind | Wind | SEMI-SCHEDULED | 0
CLARESF1 | QLD1 | Clare Solar Farm | Clare Solar Farm | GENERATOR | Solar | PV | SEMI-SCHEDULED | 0
CLEMGPWF | SA1 | Clements Gap WF | Pacific Hydro | GENERATOR | Wind | Wind | SEMI-SCHEDULED | 0
CLERMSF1 | QLD1 | Clermont Solar Farm | Clermont Asset Co | GENERATOR | Solar | PV | SEMI-SCHEDULED | 0
CLOVER1 | VIC1 | Clover | AGL Energy | GENERATOR | Hydro | Hydro | SCHEDULED | 0
CLOVER2 | VIC1 | Clover | AGL Energy | GENERATOR | Hydro | Hydro | SCHEDULED | 0
CNUNDAWF | SA1 | Canunda WF | Engie | GENERATOR | Wind | Wind | SEMI-SCHEDULED | 0
COHUNSF1 | VIC1 | Cohuna Solar Farm | Enel Energy Australia Pty Ltd | GENERATOR | Solar | PV | SEMI-SCHEDULED | 0
COLEASF1 | NSW1 | Coleambally Solar Farm | Neoen | GENERATOR | Solar | PV | SEMI-SCHEDULED | 0
COLNSV_1 | QLD1 | Collinsville | Ratch Australia | GENERATOR | Coal-Black | Boiler | SCHEDULED | 11.96
COLNSV_2 | QLD1 | Collinsville | Ratch Australia | GENERATOR | Coal-Black | Boiler | SCHEDULED | 11.96
COLNSV_3 | QLD1 | Collinsville | Ratch Australia | GENERATOR | Coal-Black | Boiler | SCHEDULED | 11.96
COLNSV_4 | QLD1 | Collinsville | Ratch Australia | GENERATOR | Coal-Black | Boiler | SCHEDULED | 11.96
COLNSV_5 | QLD1 | Collinsville | Ratch Australia | GENERATOR | Coal-Black | Boiler | SCHEDULED | 11.96
COLUMSF1 | QLD1 | Columboola Solar Farm | Columboola Solar Farm Nominees Pty Ltd ATF Columboola Solar Farm Op Trust | GENERATOR | Solar | PV | SEMI-SCHEDULED | 0
COLWF01 | NSW1 | Collector Wind Farm | RATCH Australia | GENERATOR | Wind | Wind | SEMI-SCHEDULED | 0
COOPGWF1 | QLD1 | Coopers Gap Wind Farm | AGL Energy | GENERATOR | Wind | Wind | SEMI-SCHEDULED | 0
CPP_3 | QLD1 | Callide C | CS Energy | GENERATOR | Coal-Black | Boiler | SCHEDULED | 9.02
CPP_4 | QLD1 | Callide C | CS Energy | GENERATOR | Coal-Black | Boiler | SCHEDULED | 9.02
CPSA | QLD1 | Condamine | QGC Sales | GENERATOR | Gas | CCGT | SCHEDULED | 7.28
CROOKWF2 | NSW1 | Crookwell 2 Wind Farm | Crookwell Development | GENERATOR | Wind | Wind | SEMI-SCHEDULED | 0
CROWLWF1 | VIC1 | Crowlands Wind Farm | Pacific Hydro | GENERATOR | Wind | Wind | SEMI-SCHEDULED | 0
CRURWF1 | NSW1 | Crudine Ridge Wind Farm | CWP Renewables | GENERATOR | Wind | Wind | SEMI-SCHEDULED | 0
CRWASF1 | NSW1 | Corowa Solar Farm | Metka EGN | GENERATOR | Solar | PV | SEMI-SCHEDULED | 0
CSPVPS1 | QLD1 | Collinsville Solar PV | Alinta Energy | GENERATOR | Solar | PV | SEMI-SCHEDULED | 0
CTHLWF1 | TAS1 | Cattle Hill Wind Farm | Goldwind | GENERATOR | Wind | Wind | SEMI-SCHEDULED | 0
DALNTH01 | SA1 | Dalrymple North BESS | AGL Energy | GENERATOR | Battery | Battery | SCHEDULED | 0
DARLSF1 | NSW1 | Darlington Point Solar Farm | Canadian Solar | GENERATOR | Solar | PV | SEMI-SCHEDULED | 0
DARTM1 | VIC1 | Dartmouth | AGL Energy | GENERATOR | Hydro | Hydro | SCHEDULED | 0
DAYDSF1 | QLD1 | Daydream Solar Farm | Edify Energy | GENERATOR | Solar | PV | SEMI-SCHEDULED | 0
DDPS1 | QLD1 | Darling Downs | Origin Energy | GENERATOR | Gas | CCGT | SCHEDULED | 7.36
DDSF1 | QLD1 | Darling Downs Solar Farm, Units 1-44 | Darling Downs Solar Farm | GENERATOR | Solar | PV | SEMI-SCHEDULED | 0
DEVILS_G | TAS1 | Devils Gate | Hydro Tasmania | GENERATOR | Hydro | Hydro | SCHEDULED | 0
DG_NSW1 | NSW1 | NSW1 Dummy Generator | Nemmco Reserve Trader | GENERATOR |  |  | SCHEDULED | 0
DG_QLD1 | QLD1 | QLD1 Dummy Generator | Nemmco Reserve Trader | GENERATOR |  |  | SCHEDULED | 0
DG_SA1 | SA1 | SA1 Dummy Generator | Nemmco Reserve Trader | GENERATOR |  |  | SCHEDULED | 0
DG_TAS1 | TAS1 | TAS1 Dummy Generator | Nemmco Reserve Trader | GENERATOR |  |  | SCHEDULED | 0
DG_VIC1 | VIC1 | VIC1 Dummy Generator | Nemmco Reserve Trader | GENERATOR |  |  | SCHEDULED | 0
DPNTBG1 | NSW1 | Darlington Point Energy Storage System | EnergyAustralia Pty Ltd | GENERATOR | Battery | Battery | SCHEDULED | 0
DRYCGT1 | SA1 | Dry Creek | Engie | GENERATOR | Gas | OCGT | SCHEDULED | 13.43
DRYCGT2 | SA1 | Dry Creek | Engie | GENERATOR | Gas | OCGT | SCHEDULED | 13.43
DRYCGT3 | SA1 | Dry Creek | Engie | GENERATOR | Gas | OCGT | SCHEDULED | 13.43
DULAWF1 | QLD1 | Dulacca Wind Farm | Octopus Investments | GENERATOR | Wind | Wind | SEMI-SCHEDULED | 0
DUNDWF1 | VIC1 | Dundonnell Wind Farm | Dundonnell Wind Farm | GENERATOR | Wind | Wind | SEMI-SCHEDULED | 0
DUNDWF2 | VIC1 | Dundonnell Wind Farm | Dundonnell Wind Farm | GENERATOR | Wind | Wind | SEMI-SCHEDULED | 0
DUNDWF3 | VIC1 | Dundonnell Wind Farm | Dundonnell Wind Farm | GENERATOR | Wind | Wind | SEMI-SCHEDULED | 0
EDENVSF1 | QLD1 | Edenvale Solar Park | Sapphire Energy | GENERATOR | Solar | PV | SEMI-SCHEDULED | 0
EILDON1 | VIC1 | Eildon | AGL Energy | GENERATOR | Hydro | Hydro | SCHEDULED | 0
EILDON2 | VIC1 | Eildon | AGL Energy | GENERATOR | Hydro | Hydro | SCHEDULED | 0
ELAINWF1 | VIC1 | Elaine Wind Farm | Lal Lal Wind Farms | GENERATOR | Wind | Wind | SEMI-SCHEDULED | 0
EMERASF1 | QLD1 | Emerald Solar Park | Telstra Energy | GENERATOR | Solar | PV | SEMI-SCHEDULED | 0
ER01 | NSW1 | Eraring | Origin Energy | GENERATOR | Coal-Black | Boiler | SCHEDULED | 9.51
ER02 | NSW1 | Eraring | Origin Energy | GENERATOR | Coal-Black | Boiler | SCHEDULED | 9.51
ER03 | NSW1 | Eraring | Origin Energy | GENERATOR | Coal-Black | Boiler | SCHEDULED | 9.51
ER04 | NSW1 | Eraring | Origin Energy | GENERATOR | Coal-Black | Boiler | SCHEDULED | 9.51
FINLYSF1 | NSW1 | Finley Solar Farm | Finley Solar Farm | GENERATOR | Solar | PV | SEMI-SCHEDULED | 0
FISHER | TAS1 | Fisher | Hydro Tasmania | GENERATOR | Hydro | Hydro | SCHEDULED | 0
FLYCRKWF | NSW1 | Flyers Creek Wind Farm | Iberdrola Australia Energy Markets Pty Limited | GENERATOR | Wind | Wind | SEMI-SCHEDULED | 0
GANGARR1 | QLD1 | Gangarri Solar Farm | Shell Energy | GENERATOR | Solar | PV | SEMI-SCHEDULED | 0
GANNBG1 | VIC1 | Gannawarra BESS | EnergyAustralia | GENERATOR | Battery | Battery | SCHEDULED | 0
GANNSF1 | VIC1 | Gannawarra Solar Farm | EnergyAustralia | GENERATOR | Solar | PV | SEMI-SCHEDULED | 0
GLENSF1 | VIC1 | GLENROWAN SOLAR FARM | Glenrowan Solar Farm Pty Ltd As Trustee For Glenrowan Solar Farm Trust | GENERATOR | Solar | PV | SEMI-SCHEDULED | 0
GLRWNSF1 | VIC1 | Glenrowan West Solar Farm | Wirsol Energy | GENERATOR | Solar | PV | SEMI-SCHEDULED | 0
GNNDHSF1 | NSW1 | Gunnedah Solar Farm | Ironbark Energy | GENERATOR | Solar | PV | SEMI-SCHEDULED | 0
GOONSF1 | NSW1 | Goonumbla Solar Farm | Goonumbla Asset | GENERATOR | Solar | PV | SEMI-SCHEDULED | 0
GORDON | TAS1 | Gordon | Hydro Tasmania | GENERATOR | Hydro | Hydro | SCHEDULED | 0
GRANWF1 | TAS1 | Granville Harbour Wind Farm | Palisade Integrated Management Services | GENERATOR | Wind | Wind | SEMI-SCHEDULED | 0
GSTONE1 | QLD1 | Gladstone | CS Energy | GENERATOR | Coal-Black | Boiler | SCHEDULED | 9.72
GSTONE2 | QLD1 | Gladstone | CS Energy | GENERATOR | Coal-Black | Boiler | SCHEDULED | 9.72
GSTONE3 | QLD1 | Gladstone | CS Energy | GENERATOR | Coal-Black | Boiler | SCHEDULED | 9.72
GSTONE4 | QLD1 | Gladstone | CS Energy | GENERATOR | Coal-Black | Boiler | SCHEDULED | 9.72
GSTONE5 | QLD1 | Gladstone | CS Energy | GENERATOR | Coal-Black | Boiler | SCHEDULED | 9.72
GSTONE6 | QLD1 | Gladstone | CS Energy | GENERATOR | Coal-Black | Boiler | SCHEDULED | 9.72
GSWF1A | SA1 | Goyder South Wind Farm 1A | Goyder Wind Farm 1 Pty Ltd ATF Goyder Wind Farm 1 Trust | GENERATOR | Wind | Wind | SEMI-SCHEDULED | 0
GSWF1B1 | SA1 | Goyder South Wind Farm 1B | Goyder Wind Farm 1B Pty Ltd ATF Goyder Wind Farm 1B Trust | GENERATOR | Wind | Wind | SEMI-SCHEDULED | 0
GULLRSF1 | NSW1 | Gullen Range Solar Farm | Goldwind | GENERATOR | Solar | PV | SEMI-SCHEDULED | 0
GULLRWF1 | NSW1 | Gullen Range Wind Farm | New Gullen Range Wind Farm | GENERATOR | Wind | Wind | SEMI-SCHEDULED | 0
GULLRWF2 | NSW1 | Gullen Range Wind Farm | New Gullen Range Wind Farm | GENERATOR | Wind | Wind | SEMI-SCHEDULED | 0
GUNNING1 | NSW1 | Gunning WF | Acciona Energy | GENERATOR | Wind | Wind | SEMI-SCHEDULED | 0
GUTHEGA | NSW1 | Guthega | Snowy Hydro | GENERATOR | Hydro | Hydro | SCHEDULED | 0
HALLWF1 | SA1 | Hallett 1 WF | AGL Energy | GENERATOR | Wind | Wind | SEMI-SCHEDULED | 0
HALLWF2 | SA1 | Hallett 2 WF | AGL Energy | GENERATOR | Wind | Wind | SEMI-SCHEDULED | 0
HAMISF1 | QLD1 | Hamilton Solar Farm | Edify Energy | GENERATOR | Solar | PV | SEMI-SCHEDULED | 0
HAUGHT11 | QLD1 | Haughton Solar Farm | Pacific Hydro | GENERATOR | Solar | PV | SEMI-SCHEDULED | 0
HAYMSF1 | QLD1 | Hayman Solar Farm | Edify Energy | GENERATOR | Solar | PV | SEMI-SCHEDULED | 0
HBESSG1 | VIC1 | Hazelwood BESS | Engie | GENERATOR | Battery | Battery | SCHEDULED | 0
HDWF1 | SA1 | Hornsdale Wind Farm | Neoen | GENERATOR | Wind | Wind | SEMI-SCHEDULED | 0
HDWF2 | SA1 | Hornsdale Wind Farm 2 | Neoen | GENERATOR | Wind | Wind | SEMI-SCHEDULED | 0
HDWF3 | SA1 | Hornsdale Wind Farm 3 | Neoen | GENERATOR | Wind | Wind | SEMI-SCHEDULED | 0
HEZ1 | NSW1 | Hunter Economic Zone | Snowy Hydro | GENERATOR | Diesel | Recip | SCHEDULED | 11.7
HILLSTN1 | NSW1 | Hillston Sun Farm | AMP Australia | GENERATOR | Solar | PV | SEMI-SCHEDULED | 0
HPRG1 | SA1 | Hornsdale Power Reserve Unit 1 | Neoen | GENERATOR | Battery | Battery | SCHEDULED | 0
HUMENSW | NSW1 | Hume Dam NSW | Meridian Energy | GENERATOR | Hydro | Hydro | SCHEDULED | 0
HUMEV | VIC1 | Hume Dam VIC | Meridian Energy | GENERATOR | Hydro | Hydro | SCHEDULED | 0
HVGTS | NSW1 | Hunter Valley GT | AGL Energy | GENERATOR | Liquid | OCGT | SCHEDULED | 12.47
HVWWBA1G | SA1 | Happy Valley WTP | South Australian Water Corporation | GENERATOR | Battery | Battery | SCHEDULED | 0
HVWWPV1 | SA1 | Happy Valley WTP | South Australian Water Corporation | GENERATOR | Solar | PV | SEMI-SCHEDULED | 0
HWPS1 | VIC1 | Hazelwood | Engie | GENERATOR | Coal-Brown | Boiler | SCHEDULED | 14.73
HWPS2 | VIC1 | Hazelwood | Engie | GENERATOR | Coal-Brown | Boiler | SCHEDULED | 14.73
HWPS3 | VIC1 | Hazelwood | Engie | GENERATOR | Coal-Brown | Boiler | SCHEDULED | 14.73
HWPS4 | VIC1 | Hazelwood | Engie | GENERATOR | Coal-Brown | Boiler | SCHEDULED | 14.73
HWPS5 | VIC1 | Hazelwood | Engie | GENERATOR | Coal-Brown | Boiler | SCHEDULED | 14.73
HWPS6 | VIC1 | Hazelwood | Engie | GENERATOR | Coal-Brown | Boiler | SCHEDULED | 14.73
HWPS7 | VIC1 | Hazelwood | Engie | GENERATOR | Coal-Brown | Boiler | SCHEDULED | 14.73
HWPS8 | VIC1 | Hazelwood | Engie | GENERATOR | Coal-Brown | Boiler | SCHEDULED | 14.73
JBUTTERS | TAS1 | John Butters | Hydro Tasmania | GENERATOR | Hydro | Hydro | SCHEDULED | 0
JEMALNG1 | NSW1 | Jemalong Solar Project | Genex Power | GENERATOR | Solar | PV | SEMI-SCHEDULED | 0
JLA01 | VIC1 | Jeeralang A | EnergyAustralia | GENERATOR | Gas | OCGT | SCHEDULED | 15.25
JLA02 | VIC1 | Jeeralang A | EnergyAustralia | GENERATOR | Gas | OCGT | SCHEDULED | 15.25
JLA03 | VIC1 | Jeeralang A | EnergyAustralia | GENERATOR | Gas | OCGT | SCHEDULED | 15.25
JLA04 | VIC1 | Jeeralang A | EnergyAustralia | GENERATOR | Gas | OCGT | SCHEDULED | 15.25
JLB01 | VIC1 | Jeeralang B | EnergyAustralia | GENERATOR | Gas | OCGT | SCHEDULED | 15.25
JLB02 | VIC1 | Jeeralang B | EnergyAustralia | GENERATOR | Gas | OCGT | SCHEDULED | 15.25
JLB03 | VIC1 | Jeeralang B | EnergyAustralia | GENERATOR | Gas | OCGT | SCHEDULED | 15.25
JUNEESF1 | NSW1 | Junee Solar Farm | Metka EGN | GENERATOR | Solar | PV | SEMI-SCHEDULED | 0
KABANWF1 | QLD1 | Kaban Wind Farm | Neoen | GENERATOR | Wind | Wind | SEMI-SCHEDULED | 0
KAREEYA1 | QLD1 | Kareeya | CleanCo | GENERATOR | Hydro | Hydro | SCHEDULED | 0
KAREEYA2 | QLD1 | Kareeya | CleanCo | GENERATOR | Hydro | Hydro | SCHEDULED | 0
KAREEYA3 | QLD1 | Kareeya | CleanCo | GENERATOR | Hydro | Hydro | SCHEDULED | 0
KAREEYA4 | QLD1 | Kareeya | CleanCo | GENERATOR | Hydro | Hydro | SCHEDULED | 0
KARSF1 | VIC1 | Karadoc Solar Farm | BayWa r.e. | GENERATOR | Solar | PV | SEMI-SCHEDULED | 0
KEPSF1 | QLD1 | Kennedy Energy Park | Windlab | GENERATOR | Solar | PV | SEMI-SCHEDULED | 0
KEPWF1 | QLD1 | Kennedy Energy Park | Windlab | GENERATOR | Wind | Wind | SEMI-SCHEDULED | 0
KIAMSF1 | VIC1 | Kiamal Solar Farm | Total Eren | GENERATOR | Solar | PV | SEMI-SCHEDULED | 0
KIATAWF1 | VIC1 | Kiata Wind Farm | Windlab | GENERATOR | Wind | Wind | SEMI-SCHEDULED | 0
KKGTS | NSW1 | Koolkhan GT | Eraring Energy | GENERATOR | Diesel | OCGT | SCHEDULED | 10.93
KPP_1 | QLD1 | Kogan Creek | CS Energy | GENERATOR | Coal-Black | Boiler | SCHEDULED | 8.83
KSP1 | QLD1 | Kidston Solar Project | Genex Power | GENERATOR | Solar | PV | SEMI-SCHEDULED | 0
LADBROK1 | SA1 | Ladbroke Grove | Origin Energy | GENERATOR | Gas | OCGT | SCHEDULED | 11.64
LADBROK2 | SA1 | Ladbroke Grove | Origin Energy | GENERATOR | Gas | OCGT | SCHEDULED | 11.64
LAVNORTH | VIC1 | Laverton North | Snowy Hydro | GENERATOR | Gas | OCGT | SCHEDULED | 11.55
LBBG1 | SA1 | Lake Bonney BESS1 | Infigen Energy | GENERATOR | Battery | Battery | SCHEDULED | 0
LD01 | NSW1 | Liddell | AGL Energy | GENERATOR | Coal-Black | Boiler | SCHEDULED | 10.12
LD02 | NSW1 | Liddell | AGL Energy | GENERATOR | Coal-Black | Boiler | SCHEDULED | 10.12
LD03 | NSW1 | Liddell | AGL Energy | GENERATOR | Coal-Black | Boiler | SCHEDULED | 10.12
LD04 | NSW1 | Liddell | AGL Energy | GENERATOR | Coal-Black | Boiler | SCHEDULED | 10.12
LEM_WIL | TAS1 | Lemtme & Wilmot | Hydro Tasmania | GENERATOR | Hydro | Hydro | SCHEDULED | 0
LGAPWF1 | SA1 | Lincoln Gap Wind Farm | Lincoln Gap Wind Farm | GENERATOR | Wind | Wind | SEMI-SCHEDULED | 0
LGAPWF2 | SA1 | Lincoln Gap Wind Farm | Nexif Energy | GENERATOR | Wind | Wind | SEMI-SCHEDULED | 0
LI_WY_CA | TAS1 | Liap, Cata, Waya | Hydro Tasmania | GENERATOR | Hydro | Hydro | SCHEDULED | 0
LILYSF1 | QLD1 | Lilyvale Solar Farm | Ergon Energy | GENERATOR | Solar | PV | SEMI-SCHEDULED | 0
LIMOSF11 | NSW1 | Limondale Solar Farm | Limondale Sun Farm | GENERATOR | Solar | PV | SEMI-SCHEDULED | 0
LIMOSF21 | NSW1 | Limondale Solar Farm | Limondale Sun Farm | GENERATOR | Solar | PV | SEMI-SCHEDULED | 0
LK_ECHO | TAS1 | Lake Echo | Hydro Tasmania | GENERATOR | Hydro | Hydro | SCHEDULED | 0
LKBONNY1 | SA1 | Lake Bonney 1 WF | Iberdrola Australia Energy Markets Pty Limited | GENERATOR | Wind | Wind | SEMI-SCHEDULED | 0
LKBONNY2 | SA1 | Lake Bonney 2 WF | Iberdrola Australia Energy Markets Pty Limited | GENERATOR | Wind | Wind | SEMI-SCHEDULED | 0
LKBONNY3 | SA1 | Lake Bonney 3 WF | Iberdrola Australia Energy Markets Pty Limited | GENERATOR | Wind | Wind | SEMI-SCHEDULED | 0
LNGS1 | VIC1 | Laverton North | Snowy Hydro | GENERATOR | Gas | OCGT | SCHEDULED | 11.55
LNGS2 | VIC1 | Laverton North | Snowy Hydro | GENERATOR | Gas | OCGT | SCHEDULED | 11.55
LONSDALE | SA1 | Lonsdale | Snowy Hydro | GENERATOR | Liquid | Recip | SCHEDULED | 12.72
LOYYB1 | VIC1 | Loy Yang B | Alinta Energy | GENERATOR | Coal-Brown | Boiler | SCHEDULED | 12.52
LOYYB2 | VIC1 | Loy Yang B | Alinta Energy | GENERATOR | Coal-Brown | Boiler | SCHEDULED | 12.52
LYA1 | VIC1 | Loy Yang A | AGL Energy | GENERATOR | Coal-Brown | Boiler | SCHEDULED | 12.04
LYA2 | VIC1 | Loy Yang A | AGL Energy | GENERATOR | Coal-Brown | Boiler | SCHEDULED | 12.04
LYA3 | VIC1 | Loy Yang A | AGL Energy | GENERATOR | Coal-Brown | Boiler | SCHEDULED | 12.04
LYA4 | VIC1 | Loy Yang A | AGL Energy | GENERATOR | Coal-Brown | Boiler | SCHEDULED | 12.04
MACARTH1 | VIC1 | Macarthur WF | AGL Energy | GENERATOR | Wind | Wind | SEMI-SCHEDULED | 0
MACKAYGT | QLD1 | Mackay GT | Stanwell Corporation | GENERATOR | Gas | OCGT | SCHEDULED | 12.47
MACKNTSH | TAS1 | Mackintosh | Hydro Tasmania | GENERATOR | Hydro | Hydro | SCHEDULED | 0
MANSLR1 | NSW1 | Manildra solar Farm | New Energy Solar | GENERATOR | Solar | PV | SEMI-SCHEDULED | 0
MAPS2PV1 | SA1 | Mannum - Adelaide PS | South Australian Water Corporation | GENERATOR | Solar | PV | SEMI-SCHEDULED | 0
MAPS3PV1 | SA1 | Mannum - Adelaide Pipeline Pumping Station | South Australian Water Corporation� | GENERATOR | Solar | PV | SEMI-SCHEDULED | 0
MARYRSF1 | QLD1 | Maryrorough Solar Farm | Diamond Energy | GENERATOR | Solar | PV | SEMI-SCHEDULED | 0
MBPS2PV1 | SA1 | Murray Bridge-Onkaparinga Pipeline Pumping Station No 2 | South Australian Water Corporation | GENERATOR | Solar | PV | SEMI-SCHEDULED | 0
MCKAY1 | VIC1 | Mckay | AGL Energy | GENERATOR | Hydro | Hydro | SCHEDULED | 0
MCKAY2 | VIC1 | Mckay | AGL Energy | GENERATOR | Hydro | Hydro | SCHEDULED | 0
MEADOWBK | TAS1 | Meadowbank | Hydro Tasmania | GENERATOR | Hydro | Hydro | SCHEDULED | 0
MERCER01 | VIC1 | Mt Mercer WF | Meridian Energy | GENERATOR | Wind | Wind | SEMI-SCHEDULED | 0
METZSF1 | NSW1 | Metz Solar Farm | Metz ProjectCo Pty Ltd As The Trustee For Metz ProjectCo Trust | GENERATOR | Solar | PV | SEMI-SCHEDULED | 0
MEWF1 | QLD1 | Mount Emerald Wind Farm | Ergon Energy | GENERATOR | Wind | Wind | SEMI-SCHEDULED | 0
MIDDLSF1 | QLD1 | Middlemount Sun Farm | SUSI Partners | GENERATOR | Solar | PV | SEMI-SCHEDULED | 0
MINTARO | SA1 | Mintaro | Engie | GENERATOR | Gas | OCGT | SCHEDULED | 12.47
MM3 | NSW1 | Munmorah | Delta Electricity | GENERATOR | Coal-Black | Boiler | SCHEDULED | 10.84
MM4 | NSW1 | Munmorah | Delta Electricity | GENERATOR | Coal-Black | Boiler | SCHEDULED | 10.84
MOLNGSF1 | NSW1 | Molong Solar Farm | AMP Australia | GENERATOR | Solar | PV | SEMI-SCHEDULED | 0
MOORAWF1 | VIC1 | Moorabool Wind Farm | Goldwind | GENERATOR | Wind | Wind | SEMI-SCHEDULED | 0
MOR1 | VIC1 | Morwell | Energy Brix | GENERATOR | Coal-Brown | Boiler | SCHEDULED | 12.75
MOR2 | VIC1 | Morwell | Energy Brix | GENERATOR | Coal-Brown | Boiler | SCHEDULED | 12.75
MOR3 | VIC1 | Morwell | Energy Brix | GENERATOR | Coal-Brown | Boiler | SCHEDULED | 12.75
MOREESF1 | NSW1 | Moree Solar Farm | FRV | GENERATOR | Solar | PV | SEMI-SCHEDULED | 0
MORTLK11 | VIC1 | Mortlake | Origin Energy | GENERATOR | Gas | OCGT | SCHEDULED | 10.91
MORTLK12 | VIC1 | Mortlake | Origin Energy | GENERATOR | Gas | OCGT | SCHEDULED | 10.91
MOUSF1 | QLD1 | Moura Solar Farm | Moura Solar Farm SPV Pty Ltd ATF Moura Solar Farm Unit Trust | GENERATOR | Solar | PV | SEMI-SCHEDULED | 0
MP1 | NSW1 | Mt Piper | EnergyAustralia | GENERATOR | Coal-Black | Boiler | SCHEDULED | 9.24
MP2 | NSW1 | Mt Piper | EnergyAustralia | GENERATOR | Coal-Black | Boiler | SCHEDULED | 9.24
MPP_1 | QLD1 | Millmerran | InterGen | GENERATOR | Coal-Black | Boiler | SCHEDULED | 9.17
MPP_2 | QLD1 | Millmerran | InterGen | GENERATOR | Coal-Black | Boiler | SCHEDULED | 9.17
MRIDGE | QLD1 | Swanbank | CS Energy | GENERATOR | Diesel | OCGT | SCHEDULED | 10.93
MRTLSWF1 | VIC1 | Mortlake South Wind Farm | Mortlake South Wind Farm Pty Ltd | GENERATOR | Wind | Wind | SEMI-SCHEDULED | 0
MSTUART1 | QLD1 | Mt Stuart | Origin Energy | GENERATOR | Diesel | OCGT | SCHEDULED | 11.64
MSTUART2 | QLD1 | Mt Stuart | Origin Energy | GENERATOR | Diesel | OCGT | SCHEDULED | 11.64
MSTUART3 | QLD1 | Mt Stuart | Origin Energy | GENERATOR | Diesel | OCGT | SCHEDULED | 11.64
MTGELWF1 | VIC1 | Mt Gellibrand WF | Acciona Energy | GENERATOR | Wind | Wind | SEMI-SCHEDULED | 0
MTMILLAR | SA1 | Mount Millar WF | Meridian Energy | GENERATOR | Wind | Wind | SEMI-SCHEDULED | 0
MURRAY | VIC1 | Murray | Snowy Hydro | GENERATOR | Hydro | Hydro | SCHEDULED | 0
MUSSELR1 | TAS1 | Musselroe WF | Hydro Tasmania | GENERATOR | Wind | Wind | SEMI-SCHEDULED | 0
MUWAWF1 | VIC1 | Murra Warra WF | Telstra Energy | GENERATOR | Wind | Wind | SEMI-SCHEDULED | 0
MUWAWF2 | VIC1 | Murra Warra Wind Farm Stage 2 | Murra Warra II Project Co Pty Ltd ATF The Murra Warra II Project Trust | GENERATOR | Wind | Wind | SEMI-SCHEDULED | 0
MWPS1PV1 | SA1 | Morgan-Whyalla PS1 | South Australian Water Corporation | GENERATOR | Solar | PV | SEMI-SCHEDULED | 0
MWPS2PV1 | SA1 | Morgan-Whyalla PS2 | South Australian Water Corporation | GENERATOR | Solar | PV | SEMI-SCHEDULED | 0
MWPS3PV1 | SA1 | Morgan-Whyalla PS3 | South Australian Water Corporation | GENERATOR | Solar | PV | SEMI-SCHEDULED | 0
MWPS4PV1 | SA1 | Morgan-Whyalla PS4 | South Australian Water Corporation | GENERATOR | Solar | PV | SEMI-SCHEDULED | 0
NBHWF1 | SA1 | North Brown Hill WF | AGL Energy | GENERATOR | Wind | Wind | SEMI-SCHEDULED | 0
NEVERSF1 | NSW1 | NEVERTIRE SOLAR FARM | Elliott Green Power | GENERATOR | Solar | PV | SEMI-SCHEDULED | 0
NEWENSF1 | NSW1 | New England Solar Farm | Acen Australia | GENERATOR | Solar | PV | SEMI-SCHEDULED | 0
NEWENSF2 | NSW1 | New England Solar Farm | NESF Pty Ltd As Trustee Of The New England Solar Project Trust | GENERATOR | Solar | PV | SEMI-SCHEDULED | 0
NGTS | NSW1 | Northern GT | Eraring Energy | GENERATOR | Diesel | OCGT | SCHEDULED | 10.93
NPS | VIC1 | Newport | EnergyAustralia | GENERATOR | Gas | Boiler | SCHEDULED | 10.27
NPS1 | SA1 | Northern | Alinta Energy | GENERATOR | Coal-Brown | Boiler | SCHEDULED | 9.8
NPS2 | SA1 | Northern | Alinta Energy | GENERATOR | Coal-Brown | Boiler | SCHEDULED | 9.8
NUMURSF1 | VIC1 | Numurkah Solar Farm | Neoen | GENERATOR | Solar | PV | SEMI-SCHEDULED | 0
NYNGAN1 | NSW1 | Nyngan | AGL Energy | GENERATOR | Solar | PV | SEMI-SCHEDULED | 0
OAKEY1 | QLD1 | Oakey | ERM Power | GENERATOR | Gas | OCGT | SCHEDULED | 10.71
OAKEY1SF | QLD1 | Oakey 1 Solar Farm | Diamond Energy | GENERATOR | Solar | PV | SEMI-SCHEDULED | 0
OAKEY2 | QLD1 | Oakey | ERM Power | GENERATOR | Gas | OCGT | SCHEDULED | 10.71
OAKEY2SF | QLD1 | Oakey 2 Solar Farm | Diamond Energy | GENERATOR | Solar | PV | SEMI-SCHEDULED | 0
OAKLAND1 | VIC1 | Oaklands Hill WF | AGL Energy | GENERATOR | Wind | Wind | SEMI-SCHEDULED | 0
OSB-AG | SA1 | Osborne | Origin Energy | GENERATOR | Gas | CCGT | SCHEDULED | 8.14
OSB01 | SA1 | Osborne | Flinders Operating Services | GENERATOR |  |  | SCHEDULED | 0
OSB02 | SA1 | Osborne | Flinders Operating Services | GENERATOR |  |  | SCHEDULED | 0
PAREPS1 | SA1 | Port Augusta Renewable Energy Park | Iberdrola Australia Energy Markets Pty Limited | GENERATOR | Solar | PV | SEMI-SCHEDULED | 0
PAREPW1 | SA1 | Port Augusta Renewable Energy Park | Iberdrola Australia Energy Markets Pty Limited | GENERATOR | Wind | Wind | SEMI-SCHEDULED | 0
PARSF1 | NSW1 | Parkes Solar Farm | Neoen | GENERATOR | Solar | PV | SEMI-SCHEDULED | 0
PIBESSG1 | VIC1 | Phillip�Island BESS | Mondo Power | GENERATOR | Battery | Battery | SCHEDULED | 0
PLAYB-AG | SA1 | Playford | Alinta Energy | GENERATOR | Coal-Brown | Boiler | SCHEDULED | 15.12
PLAYFB1 | SA1 | Playford | Flinders Operating Services | GENERATOR |  |  | SCHEDULED | 0
PLAYFB2 | SA1 | Playford | Flinders Operating Services | GENERATOR |  |  | SCHEDULED | 0
PLAYFB3 | SA1 | Playford | Flinders Operating Services | GENERATOR |  |  | SCHEDULED | 0
PLAYFB4 | SA1 | Playford | Flinders Operating Services | GENERATOR |  |  | SCHEDULED | 0
POAT110 | TAS1 | Poatina 110kv | Hydro Tasmania | GENERATOR | Hydro | Hydro | SCHEDULED | 0
POAT220 | TAS1 | Poatina 220kv | Hydro Tasmania | GENERATOR | Hydro | Hydro | SCHEDULED | 0
POR01 | SA1 | Port Lincoln | Engie | GENERATOR | Diesel | OCGT | SCHEDULED | 12.74
POR03 | SA1 | Port Lincoln | Engie | GENERATOR | Diesel | OCGT | SCHEDULED | 12.74
PPCCGT | SA1 | Pelican Point | Engie | GENERATOR | Gas | CCGT | SCHEDULED | 7.35
PTSTAN1 | SA1 | Pt Stanvac | Snowy Hydro | GENERATOR | Diesel | Recip | SCHEDULED | 12.72
QBYNBG1 | NSW1 | Queanbeyan BESS | Berrybank 2 Asset Pty Ltd As The Trustee For Berrybank 2 Asset Trust | GENERATOR | Battery | Battery | SCHEDULED | 0
QPS1 | SA1 | Quarantine | Origin Energy | GENERATOR | Gas | OCGT | SCHEDULED | 10.69
QPS2 | SA1 | Quarantine | Origin Energy | GENERATOR | Gas | OCGT | SCHEDULED | 10.69
QPS3 | SA1 | Quarantine | Origin Energy | GENERATOR | Gas | OCGT | SCHEDULED | 10.69
QPS4 | SA1 | Quarantine | Origin Energy | GENERATOR | Gas | OCGT | SCHEDULED | 10.69
QPS5 | SA1 | Quarantine | Origin Energy | GENERATOR | Gas | OCGT | SCHEDULED | 10.69
REECE1 | TAS1 | Reece | Hydro Tasmania | GENERATOR | Hydro | Hydro | SCHEDULED | 0
REECE2 | TAS1 | Reece | Hydro Tasmania | GENERATOR | Hydro | Hydro | SCHEDULED | 0
RESS1G | NSW1 | Riverina BESS 1 | Shell Energy Retail Pty Ltd | GENERATOR | Battery | Battery | SCHEDULED | 0
RIVNBG2 | NSW1 | Riverena Energy Storage System 2 | EnergyAustralia Pty Ltd | GENERATOR | Battery | Battery | SCHEDULED | 0
ROMA_7 | QLD1 | Roma | Origin Energy | GENERATOR | Gas | OCGT | SCHEDULED | 11.64
ROMA_8 | QLD1 | Roma | Origin Energy | GENERATOR | Gas | OCGT | SCHEDULED | 11.64
RRSF1 | QLD1 | Ross River Solar Farm | Ross River Operations | GENERATOR | Solar | PV | SEMI-SCHEDULED | 0
RUGBYR1 | QLD1 | Rugby Run Solar Farm | Alinta Energy | GENERATOR | Solar | PV | SEMI-SCHEDULED | 0
RYEPARK1 | NSW1 | Rye Park Renewable Energy | Tilt Renewables | GENERATOR | Wind | Wind | SEMI-SCHEDULED | 0
SALTCRK1 | VIC1 | Salt Creek Wind Farm | Tilt Renewables | GENERATOR | Wind | Wind | SEMI-SCHEDULED | 0
SAPHWF1 | NSW1 | Sapphire Wind Farm Phase 1 | Sapphire Wind Farm | GENERATOR | Wind | Wind | SEMI-SCHEDULED | 0
SATGS1 | SA1 | Temporary Generation South | Infigen Energy | GENERATOR | Diesel | OCGT | SCHEDULED | 10.93
SEBSF1 | NSW1 | Sebastopol SF | FRV | GENERATOR | Solar | PV | SEMI-SCHEDULED | 0
SHGEN | NSW1 | Shoalhaven | Origin Energy | GENERATOR | Hydro | Hydro | SCHEDULED | 0
SITHE01 | NSW1 | Smithfield | Infigen Energy | GENERATOR | Gas | OCGT | SCHEDULED | 8.34
SMCSF1 | QLD1 | Sun Metals Solar Farm | Sun Metals | GENERATOR | Solar | PV | SEMI-SCHEDULED | 0
SNAPPER1 | SA1 | Snapper Point Power Station | Nexif Energy | GENERATOR | Gas | OCGT | SCHEDULED | 10.19
SNOWNTH1 | SA1 | Snowtown North WF | Trustpower | GENERATOR | Wind | Wind | SEMI-SCHEDULED | 0
SNOWSTH1 | SA1 | Snowtown South WF | Trustpower | GENERATOR | Wind | Wind | SEMI-SCHEDULED | 0
SNOWTWN1 | SA1 | Snowtown WF | Trustpower | GENERATOR | Wind | Wind | SEMI-SCHEDULED | 0
SNOWY1 | NSW1 | Snowy | Snowy Hydro | GENERATOR |  |  | SCHEDULED | 0
SNOWY2 | NSW1 | Snowy | Snowy Hydro | GENERATOR |  |  | SCHEDULED | 0
SNOWY3 | NSW1 | Snowy | Snowy Hydro | GENERATOR |  |  | SCHEDULED | 0
SNOWY4 | NSW1 | Snowy | Snowy Hydro | GENERATOR |  |  | SCHEDULED | 0
SNOWY5 | NSW1 | Snowy | Snowy Hydro | GENERATOR |  |  | SCHEDULED | 0
SNOWY6 | NSW1 | Snowy | Snowy Hydro | GENERATOR |  |  | SCHEDULED | 0
SNUG1 | SA1 | Snuggery | Engie | GENERATOR | Gas | OCGT | SCHEDULED | 13.43
SRSF1 | QLD1 | Susan River Solar Farm | Elliott Green Power | GENERATOR | Solar | PV | SEMI-SCHEDULED | 0
STAN-1 | QLD1 | Stanwell | Stanwell Corporation | GENERATOR | Coal-Black | Boiler | SCHEDULED | 9.2
STAN-2 | QLD1 | Stanwell | Stanwell Corporation | GENERATOR | Coal-Black | Boiler | SCHEDULED | 9.2
STAN-3 | QLD1 | Stanwell | Stanwell Corporation | GENERATOR | Coal-Black | Boiler | SCHEDULED | 9.2
STAN-4 | QLD1 | Stanwell | Stanwell Corporation | GENERATOR | Coal-Black | Boiler | SCHEDULED | 9.2
STARHLWF | SA1 | Starfish Hill WF | Ratch Australia | GENERATOR | Wind | Wind | SEMI-SCHEDULED | 0
STOCKYD1 | VIC1 | Stockyard Hill Wind Farm | Goldwind | GENERATOR | Wind | Wind | SEMI-SCHEDULED | 0
STWF1 | NSW1 | Silverton Wind Farm | AGL Energy | GENERATOR | Wind | Wind | SEMI-SCHEDULED | 0
SUNRSF1 | NSW1 | Sunraysia Solar Farm | John Laing and Maoneng | GENERATOR | Solar | PV | SEMI-SCHEDULED | 0
SUNTPSF1 | NSW1 | Suntop Solar Farm | Canadian Solar | GENERATOR | Solar | PV | SEMI-SCHEDULED | 0
SWAN_A_1 | QLD1 | Swanbank | CS Energy | GENERATOR | Coal-Black | Boiler | SCHEDULED | 9.55
SWAN_A_2 | QLD1 | Swanbank | CS Energy | GENERATOR | Coal-Black | Boiler | SCHEDULED | 9.55
SWAN_A_3 | QLD1 | Swanbank | CS Energy | GENERATOR | Coal-Black | Boiler | SCHEDULED | 9.55
SWAN_A_4 | QLD1 | Swanbank | CS Energy | GENERATOR | Coal-Black | Boiler | SCHEDULED | 9.55
SWAN_A_5 | QLD1 | Swanbank | CS Energy | GENERATOR | Coal-Black | Boiler | SCHEDULED | 9.55
SWAN_A_6 | QLD1 | Swanbank | CS Energy | GENERATOR | Coal-Black | Boiler | SCHEDULED | 9.55
SWAN_B_1 | QLD1 | Swanbank | Stanwell Corporation | GENERATOR | Coal-Black | Boiler | SCHEDULED | 10.86
SWAN_B_2 | QLD1 | Swanbank | Stanwell Corporation | GENERATOR | Coal-Black | Boiler | SCHEDULED | 10.86
SWAN_B_3 | QLD1 | Swanbank | Stanwell Corporation | GENERATOR | Coal-Black | Boiler | SCHEDULED | 10.86
SWAN_B_4 | QLD1 | Swanbank | Stanwell Corporation | GENERATOR | Coal-Black | Boiler | SCHEDULED | 10.86
SWAN_C | QLD1 | Swanbank | CS Energy | GENERATOR | Gas | OCGT | SCHEDULED | 12.33
SWAN_D | QLD1 | Swanbank | CS Energy | GENERATOR | Gas | OCGT | SCHEDULED | 12.33
SWAN_E | QLD1 | Swanbank | CleanCo | GENERATOR | Gas | CCGT | SCHEDULED | 7.43
TALWA1 | NSW1 | Tallawarra | EnergyAustralia | GENERATOR | Gas | CCGT | SCHEDULED | 6.98
TALWB1 | NSW1 | Tallawarra B | EnergyAustralia | GENERATOR | Gas | CCGT | SCHEDULED | 10.93
TARALGA1 | NSW1 | Taralga WF | Taralga Wind Farm | GENERATOR | Wind | Wind | SEMI-SCHEDULED | 0
TARONG#1 | QLD1 | Tarong | Stanwell Corporation | GENERATOR | Coal-Black | Boiler | SCHEDULED | 9.15
TARONG#2 | QLD1 | Tarong | Stanwell Corporation | GENERATOR | Coal-Black | Boiler | SCHEDULED | 9.15
TARONG#3 | QLD1 | Tarong | Stanwell Corporation | GENERATOR | Coal-Black | Boiler | SCHEDULED | 9.15
TARONG#4 | QLD1 | Tarong | Stanwell Corporation | GENERATOR | Coal-Black | Boiler | SCHEDULED | 9.15
TARRALEA | TAS1 | Tarralea | Hydro Tasmania | GENERATOR | Hydro | Hydro | SCHEDULED | 0
TB2BG1 | SA1 | Tailem Bend 2 Hybrid Renewable Power Station | Vena Energy | GENERATOR | Battery | Battery | SCHEDULED | 0
TB2SF1 | SA1 | Tailem Bend 2 Hybrid Project | Vena Energy | GENERATOR | Solar | PV | SEMI-SCHEDULED | 0
TBSF1 | SA1 | Tailem Bend SF1 | Vena Energy Services | GENERATOR | Solar | PV | SEMI-SCHEDULED | 0
TIBG1 | SA1 | Torrens Island BESS | AGL Energy | GENERATOR | Battery | Battery | SCHEDULED | 0
TNPS1 | QLD1 | Tarong North | Stanwell Corporation | GENERATOR | Coal-Black | Boiler | SCHEDULED | 8.72
TORRA1 | SA1 | Torrens Island | AGL Energy | GENERATOR | Gas | Boiler | SCHEDULED | 12.39
TORRA2 | SA1 | Torrens Island | AGL Energy | GENERATOR | Gas | Boiler | SCHEDULED | 12.39
TORRA3 | SA1 | Torrens Island | AGL Energy | GENERATOR | Gas | Boiler | SCHEDULED | 12.39
TORRA4 | SA1 | Torrens Island | AGL Energy | GENERATOR | Gas | Boiler | SCHEDULED | 12.39
TORRB1 | SA1 | Torrens Island | AGL Energy | GENERATOR | Gas | Boiler | SCHEDULED | 11.4
TORRB2 | SA1 | Torrens Island | AGL Energy | GENERATOR | Gas | Boiler | SCHEDULED | 11.4
TORRB3 | SA1 | Torrens Island | AGL Energy | GENERATOR | Gas | Boiler | SCHEDULED | 11.4
TORRB4 | SA1 | Torrens Island | AGL Energy | GENERATOR | Gas | Boiler | SCHEDULED | 11.4
TREVALLN | TAS1 | Trevallyn | Hydro Tasmania | GENERATOR | Hydro | Hydro | SCHEDULED | 0
TRIBUTE | TAS1 | Tribute | Hydro Tasmania | GENERATOR | Hydro | Hydro | SCHEDULED | 0
TUMUT3 | NSW1 | Tumut | Snowy Hydro | GENERATOR | Hydro | Hydro | SCHEDULED | 0
TUNGATIN | TAS1 | Tungatinah | Hydro Tasmania | GENERATOR | Hydro | Hydro | SCHEDULED | 0
TVCC201 | TAS1 | Tamar Valley CCGT | Hydro Tasmania | GENERATOR | Gas | CCGT | SCHEDULED | 7.28
TVPP104 | TAS1 | Tamar Valley GT | Hydro Tasmania | GENERATOR | Gas | OCGT | SCHEDULED | 12.1
UPPTUMUT | NSW1 | Upper Tumut | Snowy Hydro | GENERATOR | Hydro | Hydro | SCHEDULED | 0
URANQ11 | NSW1 | Uranquinty | Origin Energy | GENERATOR | Gas | OCGT | SCHEDULED | 10.91
URANQ12 | NSW1 | Uranquinty | Origin Energy | GENERATOR | Gas | OCGT | SCHEDULED | 10.91
URANQ13 | NSW1 | Uranquinty | Origin Energy | GENERATOR | Gas | OCGT | SCHEDULED | 10.91
URANQ14 | NSW1 | Uranquinty | Origin Energy | GENERATOR | Gas | OCGT | SCHEDULED | 10.91
VBBG1 | VIC1 | Victorian Big Battery | Neoen | GENERATOR | Battery | Battery | SCHEDULED | 0
VP5 | NSW1 | Vales Point | Delta Electricity | GENERATOR | Coal-Black | Boiler | SCHEDULED | 9.7
VP6 | NSW1 | Vales Point | Delta Electricity | GENERATOR | Coal-Black | Boiler | SCHEDULED | 9.7
VPGS | VIC1 | Valley Power | Snowy Hydro | GENERATOR | Gas | OCGT | SCHEDULED | 14.55
VPGS1 | VIC1 | Valley Power | Snowy Hydro | GENERATOR | Gas | OCGT | SCHEDULED | 14.88
VPGS2 | VIC1 | Valley Power | Snowy Hydro | GENERATOR | Gas | OCGT | SCHEDULED | 14.88
VPGS3 | VIC1 | Valley Power | Snowy Hydro | GENERATOR | Gas | OCGT | SCHEDULED | 14.88
VPGS4 | VIC1 | Valley Power | Snowy Hydro | GENERATOR | Gas | OCGT | SCHEDULED | 14.88
VPGS5 | VIC1 | Valley Power | Snowy Hydro | GENERATOR | Gas | OCGT | SCHEDULED | 14.88
VPGS6 | VIC1 | Valley Power | Snowy Hydro | GENERATOR | Gas | OCGT | SCHEDULED | 14.88
W/HOE#1 | QLD1 | Wivenhoe | CleanCo | GENERATOR | Hydro | Hydro | SCHEDULED | 0
W/HOE#2 | QLD1 | Wivenhoe | CleanCo | GENERATOR | Hydro | Hydro | SCHEDULED | 0
WAGGNSF1 | NSW1 | Wagga North Solar Farm | Metka EGN | GENERATOR | Solar | PV | SEMI-SCHEDULED | 0
WALGRVG1 | NSW1 | Wallgrove BESS | Infigen Energy | GENERATOR | Battery | Battery | SCHEDULED | 0
WANDBG1 | QLD1 | Wandoan BESS | AGL Energy | GENERATOR | Battery | Battery | SCHEDULED | 0
WANDSF1 | QLD1 | Wandoan Solar Farm 1 | Vena Energy | GENERATOR | Solar | PV | SEMI-SCHEDULED | 0
WARWSF1 | QLD1 | Warwick Solar Farm | University Of Queensland | GENERATOR | Solar | PV | SEMI-SCHEDULED | 0
WARWSF2 | QLD1 | Warwick Solar Farm | University Of Queensland | GENERATOR | Solar | PV | SEMI-SCHEDULED | 0
WATERLWF | SA1 | Waterloo WF | EnergyAustralia | GENERATOR | Wind | Wind | SEMI-SCHEDULED | 0
WDGPH1 | QLD1 | Western Downs Green Power Hub | Neoen | GENERATOR | Solar | PV | SEMI-SCHEDULED | 0
WELLSF1 | NSW1 | Wellington Solar Farm | Lightsource BP | GENERATOR | Solar | PV | SEMI-SCHEDULED | 0
WEMENSF1 | VIC1 | Wemen Solar Farm | Wemen Asset Co | GENERATOR | Solar | PV | SEMI-SCHEDULED | 0
WGWF1 | SA1 | Willogoleche Wind Farm | Engie | GENERATOR | Wind | Wind | SEMI-SCHEDULED | 0
WHITSF1 | QLD1 | Whitsunday Solar Farm | Edify Energy | GENERATOR | Solar | PV | SEMI-SCHEDULED | 0
WINTSF1 | VIC1 | Winton Solar Farm | FRV | GENERATOR | Solar | PV | SEMI-SCHEDULED | 0
WKIEWA1 | VIC1 | West Kiewa | AGL Energy | GENERATOR | Hydro | Hydro | SCHEDULED | 0
WKIEWA2 | VIC1 | West Kiewa | AGL Energy | GENERATOR | Hydro | Hydro | SCHEDULED | 0
WOODLWN1 | NSW1 | Woodlawn WF | Iberdrola Australia Energy Markets Pty Limited | GENERATOR | Wind | Wind | SEMI-SCHEDULED | 0
WOOLGSF1 | QLD1 | Woolooga Solar Farm | Woolooga Fund Pty Ltd As Trustee For The Woolooga Trust | GENERATOR | Solar | PV | SEMI-SCHEDULED | 0
WPWF | SA1 | Wattle Point WF | AGL Energy | GENERATOR | Wind | Wind | SEMI-SCHEDULED | 0
WRSF1 | NSW1 | White Rock Solar Farm | White Rock Wind Farm | GENERATOR | Solar | PV | SEMI-SCHEDULED | 0
WRWF1 | NSW1 | White Rock Wind Farm | White Rock Wind Farm | GENERATOR | Wind | Wind | SEMI-SCHEDULED | 0
WSTWYSF1 | NSW1 | West Wyalong Solar Farm | West Wyalong Fund Pty Ltd As The Trustee For West Wyalong Trust | GENERATOR | Solar | PV | SEMI-SCHEDULED | 0
WW7 | NSW1 | Wallerawang | EnergyAustralia | GENERATOR | Coal-Black | Boiler | SCHEDULED | 10.08
WW8 | NSW1 | Wallerawang | EnergyAustralia | GENERATOR | Coal-Black | Boiler | SCHEDULED | 10.08
WYASF1 | NSW1 | Wyalong Solar Farm | Wyalong Solar Farm Pty Ltd ATF Wyalong Solar Farm Unit Trust | GENERATOR | Solar | PV | SEMI-SCHEDULED | 0
YABULU | QLD1 | Yabulu | AGL Energy | GENERATOR | Gas | CCGT | SCHEDULED | 7.59
YABULU2 | QLD1 | Yabulu | AGL Energy | GENERATOR | Gas | CCGT | SCHEDULED | 7.59
YARANSF1 | QLD1 | Yarranlea Solar Farm | Yarranlea Solar | GENERATOR | Solar | PV | SEMI-SCHEDULED | 0
YARWUN_1 | QLD1 | Yarwun | RTA Yarwun | GENERATOR | Gas | Cogen | SCHEDULED | 10.38
YATSF1 | VIC1 | Yatpool Solar Farm | BayWa r.e. | GENERATOR | Solar | PV | SEMI-SCHEDULED | 0
YENDWF1 | VIC1 | Yendon Wind Farm | Lal Lal Wind Farms | GENERATOR | Wind | Wind | SEMI-SCHEDULED | 0
YWPS1 | VIC1 | Yallourn | EnergyAustralia | GENERATOR | Coal-Brown | Boiler | SCHEDULED | 13.96
YWPS2 | VIC1 | Yallourn | EnergyAustralia | GENERATOR | Coal-Brown | Boiler | SCHEDULED | 13.96
YWPS3 | VIC1 | Yallourn | EnergyAustralia | GENERATOR | Coal-Brown | Boiler | SCHEDULED | 13.96
YWPS4 | VIC1 | Yallourn | EnergyAustralia | GENERATOR | Coal-Brown | Boiler | SCHEDULED | 13.96

## FuelPrice
DUID | REGIONID | STATIONNAME | PARTICIPANTNAME | DISPATCHTYPE | FUELTYPE | TECHNOLOGYTYPE | FP_2017_2018 | FP_2018_2019 | FP_2019_2020 | FP_2020_2021 | FP_2021_2022 | FP_2022_2023 | FP_2023_2024
ADPBA1G | SA1 | Adelaide Desalination Plant, Battery | South Australian Water Corporation | GENERATOR | Battery | Battery | 0 | 0 | 0 | 0 | 0 | 0 | 0
ADPPV1 | SA1 | Adelaide Desalination Plant, Solar Units 1-4, 5-9 | South Australian Water Corporation | GENERATOR | Solar | PV | 0 | 0 | 0 | 0 | 0 | 0 | 0
AGLHAL | SA1 | Hallett | EnergyAustralia | GENERATOR | Gas | OCGT | 9.68 | 9.68 | 10.44 | 11.43 | 11.98 | 17.35 | 16.92
AGLSOM | VIC1 | Somerton | AGL Energy | GENERATOR | Gas | OCGT | 10.5 | 11 | 10.26 | 9.97 | 10.86 | 16.86 | 16.55
ANGAST1 | SA1 | Angaston | Snowy Hydro | GENERATOR | Liquid | Recip | 35.1 | 35.32 | 37.71 | 38.46 | 37.86 | 42.65 | 42.02
APS | VIC1 | Angelsea | SECV | GENERATOR | Coal-Brown | Boiler | 0.62 | 0.62 | 0.64 | 0.67 | 0.67 | 0.76 | 0.76
ARWF1 | VIC1 | Ararat Wind Farm | Windlab | GENERATOR | Wind | Wind | 0 | 0 | 0 | 0 | 0 | 0 | 0
AVLSF1 | NSW1 | Avonlie Solar Farm | Iberdrola Australia Energy Markets Pty Limited | GENERATOR | Solar | PV | 0 | 0 | 0 | 0 | 0 | 0 | 0
BALBG1 | VIC1 | Ballarat BESS | EnergyAustralia | GENERATOR | Battery | Battery | 0 | 0 | 0 | 0 | 0 | 0 | 0
BALDHWF1 | VIC1 | Bald Hills WF | Alinta Energy | GENERATOR | Wind | Wind | 0 | 0 | 0 | 0 | 0 | 0 | 0
BANGOWF1 | NSW1 | Bango 973 Wind Farm | CWP Renewables | GENERATOR | Wind | Wind | 0 | 0 | 0 | 0 | 0 | 0 | 0
BANGOWF2 | NSW1 | Bango 999 Wind Farm | CWP Renewables | GENERATOR | Wind | Wind | 0 | 0 | 0 | 0 | 0 | 0 | 0
BANN1 | VIC1 | Bannerton Solar Park | Alinta Energy | GENERATOR | Solar | PV | 0 | 0 | 0 | 0 | 0 | 0 | 0
BARCALDN | QLD1 | Barcaldine | Ergon Energy | GENERATOR | Gas | OCGT | 9.69 | 9.69 | 9.66 | 9.46 | 9.98 | 17.73 | 17.02
BARKIPS1 | SA1 | Barker Inlet Power Station | AGL Energy | GENERATOR | Gas | Recip | 9.5 | 9.5 | 10.44 | 11.32 | 11.88 | 17.35 | 16.92
BARRON-1 | QLD1 | Barron Gorge | CleanCo | GENERATOR | Hydro | Hydro | 0 | 0 | 0 | 0 | 0 | 0 | 0
BARRON-2 | QLD1 | Barron Gorge | CleanCo | GENERATOR | Hydro | Hydro | 0 | 0 | 0 | 0 | 0 | 0 | 0
BASTYAN | TAS1 | Bastyan | Hydro Tasmania | GENERATOR | Hydro | Hydro | 0 | 0 | 0 | 0 | 0 | 0 | 0
BBATTERY | QLD1 | Bouldercombe Battery Project | Bouldercombe Battery Project Co Pty Ltd ATF Bouldercombe Battery Project | GENERATOR | Battery | Battery | 0 | 0 | 0 | 0 | 0 | 0 | 0
BBTHREE1 | TAS1 | Tamar Valley GT | Hydro Tasmania | GENERATOR | Gas | OCGT | 11.57 | 11.57 | 11.23 | 11.54 | 12.35 | 14.87 | 14.53
BBTHREE2 | TAS1 | Tamar Valley GT | Hydro Tasmania | GENERATOR | Gas | OCGT | 11.57 | 11.57 | 11.23 | 11.54 | 12.35 | 14.87 | 14.53
BBTHREE3 | TAS1 | Tamar Valley GT | Hydro Tasmania | GENERATOR | Gas | OCGT | 11.57 | 11.57 | 11.23 | 11.54 | 12.35 | 14.87 | 14.53
BDL01 | VIC1 | Bairnsdale | Alinta Energy | GENERATOR | Gas | OCGT | 9.51 | 10.01 | 10.26 | 9.97 | 10.86 | 18.73 | 18.38
BDL02 | VIC1 | Bairnsdale | Alinta Energy | GENERATOR | Gas | OCGT | 9.51 | 10.01 | 10.26 | 9.97 | 10.86 | 18.73 | 18.38
BELLBAY1 | TAS1 | Bell Bay | Hydro Tasmania | GENERATOR | Gas | Boiler | 10 | 10 | 11.23 | 11.54 | 12.35 | 19.47 | 19.17
BELLBAY2 | TAS1 | Bell Bay | Hydro Tasmania | GENERATOR | Gas | Boiler | 10 | 10 | 11.23 | 11.54 | 12.35 | 19.47 | 19.17
BERYLSF1 | NSW1 | Beryl Solar Farm | First Solar | GENERATOR | Solar | PV | 0 | 0 | 0 | 0 | 0 | 0 | 0
BHBG1 | NSW1 | Broken Hill Battery Energy Storage System | AGL Macquarie Pty Limited | GENERATOR | Battery | Battery | 0 | 0 | 0 | 0 | 0 | 0 | 0
BLOWERNG | NSW1 | Blowering | Snowy Hydro | GENERATOR | Hydro | Hydro | 0 | 0 | 0 | 0 | 0 | 0 | 0
BLUEGSF1 | QLD1 | Bluegrass Solar Farm | X-Elio Australia | GENERATOR | Solar | PV | 0 | 0 | 0 | 0 | 0 | 0 | 0
BLUFF1 | SA1 | The Bluff WF | AGL Energy | GENERATOR | Wind | Wind | 0 | 0 | 0 | 0 | 0 | 0 | 0
BNGSF1 | SA1 | Bungala One Solar Farm | Bungala One Solar Farm | GENERATOR | Solar | PV | 0 | 0 | 0 | 0 | 0 | 0 | 0
BNGSF2 | SA1 | Bungala Two Solar Farm | Bungala One Solar Farm | GENERATOR | Solar | PV | 0 | 0 | 0 | 0 | 0 | 0 | 0
BOCORWF1 | NSW1 | Boco Rock WF | CWP Renewables | GENERATOR | Wind | Wind | 0 | 0 | 0 | 0 | 0 | 0 | 0
BODWF1 | NSW1 | Bodangora Wind Farm | Iberdrola Australia Energy Markets Pty Limited | GENERATOR | Wind | Wind | 0 | 0 | 0 | 0 | 0 | 0 | 0
BOLIVPS1 | SA1 | Bolivar Power Station | Iberdrola Australia Energy Markets Pty Limited | GENERATOR | Gas | OCGT | 10.64 | 10.64 | 10.44 | 11.43 | 11.98 | 19.02 | 18.56
BOMENSF1 | NSW1 | Bomen Solar Farm | Spark Infrastructure | GENERATOR | Solar | PV | 0 | 0 | 0 | 0 | 0 | 0 | 0
BOWWBA1G | SA1 | Bolivar Waste Water Treatment | South Australian Water Corporation | GENERATOR | Battery | Battery | 0 | 0 | 0 | 0 | 0 | 0 | 0
BOWWPV1 | SA1 | Bolivar Waste Water Treatment Plant | South Australian Water Corporation | GENERATOR | Solar | PV | 0 | 0 | 0 | 0 | 0 | 0 | 0
BRAEMAR1 | QLD1 | Braemar A | Alinta Energy | GENERATOR | Gas | OCGT | 9.1 | 9.1 | 9.66 | 9.46 | 9.98 | 17.76 | 16.95
BRAEMAR2 | QLD1 | Braemar A | Alinta Energy | GENERATOR | Gas | OCGT | 9.1 | 9.1 | 9.66 | 9.46 | 9.98 | 17.76 | 16.95
BRAEMAR3 | QLD1 | Braemar A | Alinta Energy | GENERATOR | Gas | OCGT | 9.1 | 9.1 | 9.66 | 9.46 | 9.98 | 17.76 | 16.95
BRAEMAR5 | QLD1 | Braemar 2 | Arrow Energy | GENERATOR | Gas | OCGT | 9.1 | 9.1 | 9.66 | 9.46 | 9.98 | 17.76 | 16.95
BRAEMAR6 | QLD1 | Braemar 2 | Arrow Energy | GENERATOR | Gas | OCGT | 9.1 | 9.1 | 9.66 | 9.46 | 9.98 | 17.76 | 16.95
BRAEMAR7 | QLD1 | Braemar 2 | Arrow Energy | GENERATOR | Gas | OCGT | 9.1 | 9.1 | 9.66 | 9.46 | 9.98 | 17.76 | 16.95
BROKENH1 | NSW1 | Broken Hill Solar Plant | AGL Energy | GENERATOR | Solar | PV | 0 | 0 | 0 | 0 | 0 | 0 | 0
BRYB1WF1 | VIC1 | Berrybank Wind Farm | Global Power Generation Australia | GENERATOR | Wind | Wind | 0 | 0 | 0 | 0 | 0 | 0 | 0
BRYB2WF2 | VIC1 | Berrybank Wind Farm | Global Power Generation Australia | GENERATOR | Wind | Wind | 0 | 0 | 0 | 0 | 0 | 0 | 0
BULBESG1 | VIC1 | Bulgana Green Power Hub | Neoen | GENERATOR | Battery | Battery | 0 | 0 | 0 | 0 | 0 | 0 | 0
BULGANA1 | VIC1 | Bulgana Green Power Hub | Neoen | GENERATOR | Wind | Wind | 0 | 0 | 0 | 0 | 0 | 0 | 0
BW01 | NSW1 | Bayswater | AGL Energy | GENERATOR | Coal-Black | Boiler | 1.5 | 1.54 | 1.61 | 1.74 | 1.75 | 1.98 | 2.01
BW02 | NSW1 | Bayswater | AGL Energy | GENERATOR | Coal-Black | Boiler | 1.5 | 1.54 | 1.61 | 1.74 | 1.75 | 1.98 | 2.01
BW03 | NSW1 | Bayswater | AGL Energy | GENERATOR | Coal-Black | Boiler | 1.5 | 1.54 | 1.61 | 1.74 | 1.75 | 1.98 | 2.01
BW04 | NSW1 | Bayswater | AGL Energy | GENERATOR | Coal-Black | Boiler | 1.5 | 1.54 | 1.61 | 1.74 | 1.75 | 1.98 | 2.01
CALL_A_1 | QLD1 | Callide A | CS Energy | GENERATOR | Coal-Black | Boiler | 2.04 | 2.04 | 2.22 | 2.04 | 2.03 | 2.31 | 2.32
CALL_A_2 | QLD1 | Callide A | CS Energy | GENERATOR | Coal-Black | Boiler | 2.04 | 2.04 | 2.22 | 2.04 | 2.03 | 2.31 | 2.32
CALL_A_3 | QLD1 | Callide A | CS Energy | GENERATOR | Coal-Black | Boiler | 2.04 | 2.04 | 2.22 | 2.04 | 2.03 | 2.31 | 2.32
CALL_B_1 | QLD1 | Callide B | CS Energy | GENERATOR | Coal-Black | Boiler | 2.04 | 2.04 | 2.22 | 2.04 | 2.03 | 2.31 | 2.32
CALL_B_2 | QLD1 | Callide B | CS Energy | GENERATOR | Coal-Black | Boiler | 2.04 | 2.04 | 2.22 | 2.04 | 2.03 | 2.31 | 2.32
CAPBES1G | NSW1 | Capital Battery | Capital Battery Pty Ltd As Trustee For Capital Battery Trust | GENERATOR | Battery | Battery | 0 | 0 | 0 | 0 | 0 | 0 | 0
CATHROCK | SA1 | Cathedral Rocks WF | Acciona Energy | GENERATOR | Wind | Wind | 0 | 0 | 0 | 0 | 0 | 0 | 0
CBWWBA1G | SA1 | Christies Beach BESS | SA Water | GENERATOR | Battery | Battery | 0 | 0 | 0 | 0 | 0 | 0 | 0
CETHANA | TAS1 | Cethana | Hydro Tasmania | GENERATOR | Hydro | Hydro | 0 | 0 | 0 | 0 | 0 | 0 | 0
CG1 | NSW1 | Colongra | Snowy Hydro | GENERATOR | Gas | OCGT | 10.01 | 10.01 | 10.79 | 11.1 | 11.65 | 19.57 | 19.17
CG2 | NSW1 | Colongra | Snowy Hydro | GENERATOR | Gas | OCGT | 10.01 | 10.01 | 10.79 | 11.1 | 11.65 | 19.57 | 19.17
CG3 | NSW1 | Colongra | Snowy Hydro | GENERATOR | Gas | OCGT | 10.01 | 10.01 | 10.79 | 11.1 | 11.65 | 19.57 | 19.17
CG4 | NSW1 | Colongra | Snowy Hydro | GENERATOR | Gas | OCGT | 10.01 | 10.01 | 10.79 | 11.1 | 11.65 | 19.57 | 19.17
CHBESSG1 | QLD1 | Chinchilla BESS | CS Energy Limited | GENERATOR | Battery | Battery | 0 | 0 | 0 | 0 | 0 | 0 | 0
CHILDSF1 | QLD1 | Childers Solar Farm | Elliott Green Power | GENERATOR | Solar | PV | 0 | 0 | 0 | 0 | 0 | 0 | 0
CHYTWF1 | VIC1 | Cherry Tree Wind Farm | Iberdrola Australia Energy Markets Pty Limited | GENERATOR | Wind | Wind | 0 | 0 | 0 | 0 | 0 | 0 | 0
CLARESF1 | QLD1 | Clare Solar Farm | Clare Solar Farm | GENERATOR | Solar | PV | 0 | 0 | 0 | 0 | 0 | 0 | 0
CLEMGPWF | SA1 | Clements Gap WF | Pacific Hydro | GENERATOR | Wind | Wind | 0 | 0 | 0 | 0 | 0 | 0 | 0
CLERMSF1 | QLD1 | Clermont Solar Farm | Clermont Asset Co | GENERATOR | Solar | PV | 0 | 0 | 0 | 0 | 0 | 0 | 0
CLOVER1 | VIC1 | Clover | AGL Energy | GENERATOR | Hydro | Hydro | 0 | 0 | 0 | 0 | 0 | 0 | 0
CLOVER2 | VIC1 | Clover | AGL Energy | GENERATOR | Hydro | Hydro | 0 | 0 | 0 | 0 | 0 | 0 | 0
CNUNDAWF | SA1 | Canunda WF | Engie | GENERATOR | Wind | Wind | 0 | 0 | 0 | 0 | 0 | 0 | 0
COHUNSF1 | VIC1 | Cohuna Solar Farm | Enel Energy Australia Pty Ltd | GENERATOR | Solar | PV | 0 | 0 | 0 | 0 | 0 | 0 | 0
COLEASF1 | NSW1 | Coleambally Solar Farm | Neoen | GENERATOR | Solar | PV | 0 | 0 | 0 | 0 | 0 | 0 | 0
COLNSV_1 | QLD1 | Collinsville | Ratch Australia | GENERATOR | Coal-Black | Boiler | 2.04 | 2.04 | 2.22 | 2.04 | 2.03 | 2.31 | 2.32
COLNSV_2 | QLD1 | Collinsville | Ratch Australia | GENERATOR | Coal-Black | Boiler | 2.04 | 2.04 | 2.22 | 2.04 | 2.03 | 2.31 | 2.32
COLNSV_3 | QLD1 | Collinsville | Ratch Australia | GENERATOR | Coal-Black | Boiler | 2.04 | 2.04 | 2.22 | 2.04 | 2.03 | 2.31 | 2.32
COLNSV_4 | QLD1 | Collinsville | Ratch Australia | GENERATOR | Coal-Black | Boiler | 2.04 | 2.04 | 2.22 | 2.04 | 2.03 | 2.31 | 2.32
COLNSV_5 | QLD1 | Collinsville | Ratch Australia | GENERATOR | Coal-Black | Boiler | 2.04 | 2.04 | 2.22 | 2.04 | 2.03 | 2.31 | 2.32
COLUMSF1 | QLD1 | Columboola Solar Farm | Columboola Solar Farm Nominees Pty Ltd ATF Columboola Solar Farm Op Trust | GENERATOR | Solar | PV | 0 | 0 | 0 | 0 | 0 | 0 | 0
COLWF01 | NSW1 | Collector Wind Farm | RATCH Australia | GENERATOR | Wind | Wind | 0 | 0 | 0 | 0 | 0 | 0 | 0
COOPGWF1 | QLD1 | Coopers Gap Wind Farm | AGL Energy | GENERATOR | Wind | Wind | 0 | 0 | 0 | 0 | 0 | 0 | 0
CPP_3 | QLD1 | Callide C | CS Energy | GENERATOR | Coal-Black | Boiler | 2.04 | 2.04 | 2.22 | 2.04 | 2.03 | 2.31 | 2.32
CPP_4 | QLD1 | Callide C | CS Energy | GENERATOR | Coal-Black | Boiler | 2.04 | 2.04 | 2.22 | 2.04 | 2.03 | 2.31 | 2.32
CPSA | QLD1 | Condamine | QGC Sales | GENERATOR | Gas | CCGT | 9.1 | 9.1 | 9.96 | 8.16 | 8.71 | 13.26 | 13.07
CROOKWF2 | NSW1 | Crookwell 2 Wind Farm | Crookwell Development | GENERATOR | Wind | Wind | 0 | 0 | 0 | 0 | 0 | 0 | 0
CROWLWF1 | VIC1 | Crowlands Wind Farm | Pacific Hydro | GENERATOR | Wind | Wind | 0 | 0 | 0 | 0 | 0 | 0 | 0
CRURWF1 | NSW1 | Crudine Ridge Wind Farm | CWP Renewables | GENERATOR | Wind | Wind | 0 | 0 | 0 | 0 | 0 | 0 | 0
CRWASF1 | NSW1 | Corowa Solar Farm | Metka EGN | GENERATOR | Solar | PV | 0 | 0 | 0 | 0 | 0 | 0 | 0
CSPVPS1 | QLD1 | Collinsville Solar PV | Alinta Energy | GENERATOR | Solar | PV | 0 | 0 | 0 | 0 | 0 | 0 | 0
CTHLWF1 | TAS1 | Cattle Hill Wind Farm | Goldwind | GENERATOR | Wind | Wind | 0 | 0 | 0 | 0 | 0 | 0 | 0
DALNTH01 | SA1 | Dalrymple North BESS | AGL Energy | GENERATOR | Battery | Battery | 0 | 0 | 0 | 0 | 0 | 0 | 0
DARLSF1 | NSW1 | Darlington Point Solar Farm | Canadian Solar | GENERATOR | Solar | PV | 0 | 0 | 0 | 0 | 0 | 0 | 0
DARTM1 | VIC1 | Dartmouth | AGL Energy | GENERATOR | Hydro | Hydro | 0 | 0 | 0 | 0 | 0 | 0 | 0
DAYDSF1 | QLD1 | Daydream Solar Farm | Edify Energy | GENERATOR | Solar | PV | 0 | 0 | 0 | 0 | 0 | 0 | 0
DDPS1 | QLD1 | Darling Downs | Origin Energy | GENERATOR | Gas | CCGT | 9.71 | 9.71 | 9.45 | 8.12 | 8.63 | 13.26 | 13.07
DDSF1 | QLD1 | Darling Downs Solar Farm, Units 1-44 | Darling Downs Solar Farm | GENERATOR | Solar | PV | 0 | 0 | 0 | 0 | 0 | 0 | 0
DEVILS_G | TAS1 | Devils Gate | Hydro Tasmania | GENERATOR | Hydro | Hydro | 0 | 0 | 0 | 0 | 0 | 0 | 0
DG_NSW1 | NSW1 | NSW1 Dummy Generator | Nemmco Reserve Trader | GENERATOR
DG_QLD1 | QLD1 | QLD1 Dummy Generator | Nemmco Reserve Trader | GENERATOR
DG_SA1 | SA1 | SA1 Dummy Generator | Nemmco Reserve Trader | GENERATOR
DG_TAS1 | TAS1 | TAS1 Dummy Generator | Nemmco Reserve Trader | GENERATOR
DG_VIC1 | VIC1 | VIC1 Dummy Generator | Nemmco Reserve Trader | GENERATOR
DPNTBG1 | NSW1 | Darlington Point Energy Storage System | EnergyAustralia Pty Ltd | GENERATOR | Battery | Battery | 0 | 0 | 0 | 0 | 0 | 0 | 0
DRYCGT1 | SA1 | Dry Creek | Engie | GENERATOR | Gas | OCGT | 10.64 | 10.64 | 10.44 | 11.43 | 11.98 | 19.02 | 18.56
DRYCGT2 | SA1 | Dry Creek | Engie | GENERATOR | Gas | OCGT | 10.64 | 10.64 | 10.44 | 11.43 | 11.98 | 19.02 | 18.56
DRYCGT3 | SA1 | Dry Creek | Engie | GENERATOR | Gas | OCGT | 10.64 | 10.64 | 10.44 | 11.43 | 11.98 | 19.02 | 18.56
DULAWF1 | QLD1 | Dulacca Wind Farm | Octopus Investments | GENERATOR | Wind | Wind | 0 | 0 | 0 | 0 | 0 | 0 | 0
DUNDWF1 | VIC1 | Dundonnell Wind Farm | Dundonnell Wind Farm | GENERATOR | Wind | Wind | 0 | 0 | 0 | 0 | 0 | 0 | 0
DUNDWF2 | VIC1 | Dundonnell Wind Farm | Dundonnell Wind Farm | GENERATOR | Wind | Wind | 0 | 0 | 0 | 0 | 0 | 0 | 0
DUNDWF3 | VIC1 | Dundonnell Wind Farm | Dundonnell Wind Farm | GENERATOR | Wind | Wind | 0 | 0 | 0 | 0 | 0 | 0 | 0
EDENVSF1 | QLD1 | Edenvale Solar Park | Sapphire Energy | GENERATOR | Solar | PV | 0 | 0 | 0 | 0 | 0 | 0 | 0
EILDON1 | VIC1 | Eildon | AGL Energy | GENERATOR | Hydro | Hydro | 0 | 0 | 0 | 0 | 0 | 0 | 0
EILDON2 | VIC1 | Eildon | AGL Energy | GENERATOR | Hydro | Hydro | 0 | 0 | 0 | 0 | 0 | 0 | 0
ELAINWF1 | VIC1 | Elaine Wind Farm | Lal Lal Wind Farms | GENERATOR | Wind | Wind | 0 | 0 | 0 | 0 | 0 | 0 | 0
EMERASF1 | QLD1 | Emerald Solar Park | Telstra Energy | GENERATOR | Solar | PV | 0 | 0 | 0 | 0 | 0 | 0 | 0
ER01 | NSW1 | Eraring | Origin Energy | GENERATOR | Coal-Black | Boiler | 2.34 | 2.49 | 3.99 | 3.14 | 3.28 | 9.69 | 4.38
ER02 | NSW1 | Eraring | Origin Energy | GENERATOR | Coal-Black | Boiler | 2.34 | 2.49 | 3.99 | 3.14 | 3.28 | 9.69 | 4.38
ER03 | NSW1 | Eraring | Origin Energy | GENERATOR | Coal-Black | Boiler | 2.34 | 2.49 | 3.99 | 3.14 | 3.28 | 9.69 | 4.38
ER04 | NSW1 | Eraring | Origin Energy | GENERATOR | Coal-Black | Boiler | 2.34 | 2.49 | 3.99 | 3.14 | 3.28 | 9.69 | 4.38
FINLYSF1 | NSW1 | Finley Solar Farm | Finley Solar Farm | GENERATOR | Solar | PV | 0 | 0 | 0 | 0 | 0 | 0 | 0
FISHER | TAS1 | Fisher | Hydro Tasmania | GENERATOR | Hydro | Hydro | 0 | 0 | 0 | 0 | 0 | 0 | 0
FLYCRKWF | NSW1 | Flyers Creek Wind Farm | Iberdrola Australia Energy Markets Pty Limited | GENERATOR | Wind | Wind | 0 | 0 | 0 | 0 | 0 | 0 | 0
GANGARR1 | QLD1 | Gangarri Solar Farm | Shell Energy | GENERATOR | Solar | PV | 0 | 0 | 0 | 0 | 0 | 0 | 0
GANNBG1 | VIC1 | Gannawarra BESS | EnergyAustralia | GENERATOR | Battery | Battery | 0 | 0 | 0 | 0 | 0 | 0 | 0
GANNSF1 | VIC1 | Gannawarra Solar Farm | EnergyAustralia | GENERATOR | Solar | PV | 0 | 0 | 0 | 0 | 0 | 0 | 0
GLENSF1 | VIC1 | GLENROWAN SOLAR FARM | Glenrowan Solar Farm Pty Ltd As Trustee For Glenrowan Solar Farm Trust | GENERATOR | Solar | PV | 0 | 0 | 0 | 0 | 0 | 0 | 0
GLRWNSF1 | VIC1 | Glenrowan West Solar Farm | Wirsol Energy | GENERATOR | Solar | PV | 0 | 0 | 0 | 0 | 0 | 0 | 0
GNNDHSF1 | NSW1 | Gunnedah Solar Farm | Ironbark Energy | GENERATOR | Solar | PV | 0 | 0 | 0 | 0 | 0 | 0 | 0
GOONSF1 | NSW1 | Goonumbla Solar Farm | Goonumbla Asset | GENERATOR | Solar | PV | 0 | 0 | 0 | 0 | 0 | 0 | 0
GORDON | TAS1 | Gordon | Hydro Tasmania | GENERATOR | Hydro | Hydro | 0 | 0 | 0 | 0 | 0 | 0 | 0
GRANWF1 | TAS1 | Granville Harbour Wind Farm | Palisade Integrated Management Services | GENERATOR | Wind | Wind | 0 | 0 | 0 | 0 | 0 | 0 | 0
GSTONE1 | QLD1 | Gladstone | CS Energy | GENERATOR | Coal-Black | Boiler | 2.26 | 2.44 | 2.65 | 2.61 | 2.64 | 7.84 | 3.81
GSTONE2 | QLD1 | Gladstone | CS Energy | GENERATOR | Coal-Black | Boiler | 2.26 | 2.44 | 2.65 | 2.61 | 2.64 | 7.84 | 3.81
GSTONE3 | QLD1 | Gladstone | CS Energy | GENERATOR | Coal-Black | Boiler | 2.26 | 2.44 | 2.65 | 2.61 | 2.64 | 7.84 | 3.81
GSTONE4 | QLD1 | Gladstone | CS Energy | GENERATOR | Coal-Black | Boiler | 2.26 | 2.44 | 2.65 | 2.61 | 2.64 | 7.84 | 3.81
GSTONE5 | QLD1 | Gladstone | CS Energy | GENERATOR | Coal-Black | Boiler | 2.26 | 2.44 | 2.65 | 2.61 | 2.64 | 7.84 | 3.81
GSTONE6 | QLD1 | Gladstone | CS Energy | GENERATOR | Coal-Black | Boiler | 2.26 | 2.44 | 2.65 | 2.61 | 2.64 | 7.84 | 3.81
GSWF1A | SA1 | Goyder South Wind Farm 1A | Goyder Wind Farm 1 Pty Ltd ATF Goyder Wind Farm 1 Trust | GENERATOR | Wind | Wind | 0 | 0 | 0 | 0 | 0 | 0 | 0
GSWF1B1 | SA1 | Goyder South Wind Farm 1B | Goyder Wind Farm 1B Pty Ltd ATF Goyder Wind Farm 1B Trust | GENERATOR | Wind | Wind | 0 | 0 | 0 | 0 | 0 | 0 | 0
GULLRSF1 | NSW1 | Gullen Range Solar Farm | Goldwind | GENERATOR | Solar | PV | 0 | 0 | 0 | 0 | 0 | 0 | 0
GULLRWF1 | NSW1 | Gullen Range Wind Farm | New Gullen Range Wind Farm | GENERATOR | Wind | Wind | 0 | 0 | 0 | 0 | 0 | 0 | 0
GULLRWF2 | NSW1 | Gullen Range Wind Farm | New Gullen Range Wind Farm | GENERATOR | Wind | Wind | 0 | 0 | 0 | 0 | 0 | 0 | 0
GUNNING1 | NSW1 | Gunning WF | Acciona Energy | GENERATOR | Wind | Wind | 0 | 0 | 0 | 0 | 0 | 0 | 0
GUTHEGA | NSW1 | Guthega | Snowy Hydro | GENERATOR | Hydro | Hydro | 0 | 0 | 0 | 0 | 0 | 0 | 0
HALLWF1 | SA1 | Hallett 1 WF | AGL Energy | GENERATOR | Wind | Wind | 0 | 0 | 0 | 0 | 0 | 0 | 0
HALLWF2 | SA1 | Hallett 2 WF | AGL Energy | GENERATOR | Wind | Wind | 0 | 0 | 0 | 0 | 0 | 0 | 0
HAMISF1 | QLD1 | Hamilton Solar Farm | Edify Energy | GENERATOR | Solar | PV | 0 | 0 | 0 | 0 | 0 | 0 | 0
HAUGHT11 | QLD1 | Haughton Solar Farm | Pacific Hydro | GENERATOR | Solar | PV | 0 | 0 | 0 | 0 | 0 | 0 | 0
HAYMSF1 | QLD1 | Hayman Solar Farm | Edify Energy | GENERATOR | Solar | PV | 0 | 0 | 0 | 0 | 0 | 0 | 0
HBESSG1 | VIC1 | Hazelwood BESS | Engie | GENERATOR | Battery | Battery | 0 | 0 | 0 | 0 | 0 | 0 | 0
HDWF1 | SA1 | Hornsdale Wind Farm | Neoen | GENERATOR | Wind | Wind | 0 | 0 | 0 | 0 | 0 | 0 | 0
HDWF2 | SA1 | Hornsdale Wind Farm 2 | Neoen | GENERATOR | Wind | Wind | 0 | 0 | 0 | 0 | 0 | 0 | 0
HDWF3 | SA1 | Hornsdale Wind Farm 3 | Neoen | GENERATOR | Wind | Wind | 0 | 0 | 0 | 0 | 0 | 0 | 0
HEZ1 | NSW1 | Hunter Economic Zone | Snowy Hydro | GENERATOR | Diesel | Recip | 35.1 | 35.32 | 37.71 | 38.46 | 37.86 | 42.65 | 42.02
HILLSTN1 | NSW1 | Hillston Sun Farm | AMP Australia | GENERATOR | Solar | PV | 0 | 0 | 0 | 0 | 0 | 0 | 0
HPRG1 | SA1 | Hornsdale Power Reserve Unit 1 | Neoen | GENERATOR | Battery | Battery | 0 | 0 | 0 | 0 | 0 | 0 | 0
HUMENSW | NSW1 | Hume Dam NSW | Meridian Energy | GENERATOR | Hydro | Hydro | 0 | 0 | 0 | 0 | 0 | 0 | 0
HUMEV | VIC1 | Hume Dam VIC | Meridian Energy | GENERATOR | Hydro | Hydro | 0 | 0 | 0 | 0 | 0 | 0 | 0
HVGTS | NSW1 | Hunter Valley GT | AGL Energy | GENERATOR | Liquid | OCGT | 35.1 | 35.32 | 37.71 | 38.46 | 37.86 | 42.65 | 42.02
HVWWBA1G | SA1 | Happy Valley WTP | South Australian Water Corporation | GENERATOR | Battery | Battery | 0 | 0 | 0 | 0 | 0 | 0 | 0
HVWWPV1 | SA1 | Happy Valley WTP | South Australian Water Corporation | GENERATOR | Solar | PV | 0 | 0 | 0 | 0 | 0 | 0 | 0
HWPS1 | VIC1 | Hazelwood | Engie | GENERATOR | Coal-Brown | Boiler | 0.62 | 0.62 | 0.64 | 0.67 | 0.67 | 0.76 | 0.76
HWPS2 | VIC1 | Hazelwood | Engie | GENERATOR | Coal-Brown | Boiler | 0.62 | 0.62 | 0.64 | 0.67 | 0.67 | 0.76 | 0.76
HWPS3 | VIC1 | Hazelwood | Engie | GENERATOR | Coal-Brown | Boiler | 0.62 | 0.62 | 0.64 | 0.67 | 0.67 | 0.76 | 0.76
HWPS4 | VIC1 | Hazelwood | Engie | GENERATOR | Coal-Brown | Boiler | 0.62 | 0.62 | 0.64 | 0.67 | 0.67 | 0.76 | 0.76
HWPS5 | VIC1 | Hazelwood | Engie | GENERATOR | Coal-Brown | Boiler | 0.62 | 0.62 | 0.64 | 0.67 | 0.67 | 0.76 | 0.76
HWPS6 | VIC1 | Hazelwood | Engie | GENERATOR | Coal-Brown | Boiler | 0.62 | 0.62 | 0.64 | 0.67 | 0.67 | 0.76 | 0.76
HWPS7 | VIC1 | Hazelwood | Engie | GENERATOR | Coal-Brown | Boiler | 0.62 | 0.62 | 0.64 | 0.67 | 0.67 | 0.76 | 0.76
HWPS8 | VIC1 | Hazelwood | Engie | GENERATOR | Coal-Brown | Boiler | 0.62 | 0.62 | 0.64 | 0.67 | 0.67 | 0.76 | 0.76
JBUTTERS | TAS1 | John Butters | Hydro Tasmania | GENERATOR | Hydro | Hydro | 0 | 0 | 0 | 0 | 0 | 0 | 0
JEMALNG1 | NSW1 | Jemalong Solar Project | Genex Power | GENERATOR | Solar | PV | 0 | 0 | 0 | 0 | 0 | 0 | 0
JLA01 | VIC1 | Jeeralang A | EnergyAustralia | GENERATOR | Gas | OCGT | 9.67 | 10.17 | 9.75 | 9.97 | 10.86 | 16.86 | 16.55
JLA02 | VIC1 | Jeeralang A | EnergyAustralia | GENERATOR | Gas | OCGT | 9.67 | 10.17 | 9.75 | 9.97 | 10.86 | 16.86 | 16.55
JLA03 | VIC1 | Jeeralang A | EnergyAustralia | GENERATOR | Gas | OCGT | 9.67 | 10.17 | 9.75 | 9.97 | 10.86 | 16.86 | 16.55
JLA04 | VIC1 | Jeeralang A | EnergyAustralia | GENERATOR | Gas | OCGT | 9.67 | 10.17 | 9.75 | 9.97 | 10.86 | 16.86 | 16.55
JLB01 | VIC1 | Jeeralang B | EnergyAustralia | GENERATOR | Gas | OCGT | 9.67 | 10.17 | 9.75 | 9.97 | 10.86 | 16.86 | 16.55
JLB02 | VIC1 | Jeeralang B | EnergyAustralia | GENERATOR | Gas | OCGT | 9.67 | 10.17 | 9.75 | 9.97 | 10.86 | 16.86 | 16.55
JLB03 | VIC1 | Jeeralang B | EnergyAustralia | GENERATOR | Gas | OCGT | 9.67 | 10.17 | 9.75 | 9.97 | 10.86 | 16.86 | 16.55
JUNEESF1 | NSW1 | Junee Solar Farm | Metka EGN | GENERATOR | Solar | PV | 0 | 0 | 0 | 0 | 0 | 0 | 0
KABANWF1 | QLD1 | Kaban Wind Farm | Neoen | GENERATOR | Wind | Wind | 0 | 0 | 0 | 0 | 0 | 0 | 0
KAREEYA1 | QLD1 | Kareeya | CleanCo | GENERATOR | Hydro | Hydro | 0 | 0 | 0 | 0 | 0 | 0 | 0
KAREEYA2 | QLD1 | Kareeya | CleanCo | GENERATOR | Hydro | Hydro | 0 | 0 | 0 | 0 | 0 | 0 | 0
KAREEYA3 | QLD1 | Kareeya | CleanCo | GENERATOR | Hydro | Hydro | 0 | 0 | 0 | 0 | 0 | 0 | 0
KAREEYA4 | QLD1 | Kareeya | CleanCo | GENERATOR | Hydro | Hydro | 0 | 0 | 0 | 0 | 0 | 0 | 0
KARSF1 | VIC1 | Karadoc Solar Farm | BayWa r.e. | GENERATOR | Solar | PV | 0 | 0 | 0 | 0 | 0 | 0 | 0
KEPSF1 | QLD1 | Kennedy Energy Park | Windlab | GENERATOR | Solar | PV | 0 | 0 | 0 | 0 | 0 | 0 | 0
KEPWF1 | QLD1 | Kennedy Energy Park | Windlab | GENERATOR | Wind | Wind | 0 | 0 | 0 | 0 | 0 | 0 | 0
KIAMSF1 | VIC1 | Kiamal Solar Farm | Total Eren | GENERATOR | Solar | PV | 0 | 0 | 0 | 0 | 0 | 0 | 0
KIATAWF1 | VIC1 | Kiata Wind Farm | Windlab | GENERATOR | Wind | Wind | 0 | 0 | 0 | 0 | 0 | 0 | 0
KKGTS | NSW1 | Koolkhan GT | Eraring Energy | GENERATOR | Diesel | OCGT | 35.1 | 35.32 | 37.71 | 38.46 | 37.86 | 42.65 | 42.02
KPP_1 | QLD1 | Kogan Creek | CS Energy | GENERATOR | Coal-Black | Boiler | 1.54 | 1.55 | 1.37 | 1.35 | 1.37 | 1.57 | 1.57
KSP1 | QLD1 | Kidston Solar Project | Genex Power | GENERATOR | Solar | PV | 0 | 0 | 0 | 0 | 0 | 0 | 0
LADBROK1 | SA1 | Ladbroke Grove | Origin Energy | GENERATOR | Gas | OCGT | 9.57 | 9.57 | 10.44 | 11.43 | 11.98 | 17.86 | 17.55
LADBROK2 | SA1 | Ladbroke Grove | Origin Energy | GENERATOR | Gas | OCGT | 9.57 | 9.57 | 10.44 | 11.43 | 11.98 | 17.86 | 17.55
LAVNORTH | VIC1 | Laverton North | Snowy Hydro | GENERATOR | Gas | OCGT | 9.51 | 10.01 | 10.26 | 9.97 | 10.86 | 18.93 | 18.63
LBBG1 | SA1 | Lake Bonney BESS1 | Infigen Energy | GENERATOR | Battery | Battery | 0 | 0 | 0 | 0 | 0 | 0 | 0
LD01 | NSW1 | Liddell | AGL Energy | GENERATOR | Coal-Black | Boiler | 1.5 | 1.54 | 1.61 | 1.74 | 1.75 | 1.77 | 1.8
LD02 | NSW1 | Liddell | AGL Energy | GENERATOR | Coal-Black | Boiler | 1.5 | 1.54 | 1.61 | 1.74 | 1.75 | 1.77 | 1.8
LD03 | NSW1 | Liddell | AGL Energy | GENERATOR | Coal-Black | Boiler | 1.5 | 1.54 | 1.61 | 1.74 | 1.75 | 1.77 | 1.8
LD04 | NSW1 | Liddell | AGL Energy | GENERATOR | Coal-Black | Boiler | 1.5 | 1.54 | 1.61 | 1.74 | 1.75 | 1.77 | 1.8
LEM_WIL | TAS1 | Lemtme & Wilmot | Hydro Tasmania | GENERATOR | Hydro | Hydro | 0 | 0 | 0 | 0 | 0 | 0 | 0
LGAPWF1 | SA1 | Lincoln Gap Wind Farm | Lincoln Gap Wind Farm | GENERATOR | Wind | Wind | 0 | 0 | 0 | 0 | 0 | 0 | 0
LGAPWF2 | SA1 | Lincoln Gap Wind Farm | Nexif Energy | GENERATOR | Wind | Wind | 0 | 0 | 0 | 0 | 0 | 0 | 0
LI_WY_CA | TAS1 | Liap, Cata, Waya | Hydro Tasmania | GENERATOR | Hydro | Hydro | 0 | 0 | 0 | 0 | 0 | 0 | 0
LILYSF1 | QLD1 | Lilyvale Solar Farm | Ergon Energy | GENERATOR | Solar | PV | 0 | 0 | 0 | 0 | 0 | 0 | 0
LIMOSF11 | NSW1 | Limondale Solar Farm | Limondale Sun Farm | GENERATOR | Solar | PV | 0 | 0 | 0 | 0 | 0 | 0 | 0
LIMOSF21 | NSW1 | Limondale Solar Farm | Limondale Sun Farm | GENERATOR | Solar | PV | 0 | 0 | 0 | 0 | 0 | 0 | 0
LK_ECHO | TAS1 | Lake Echo | Hydro Tasmania | GENERATOR | Hydro | Hydro | 0 | 0 | 0 | 0 | 0 | 0 | 0
LKBONNY1 | SA1 | Lake Bonney 1 WF | Iberdrola Australia Energy Markets Pty Limited | GENERATOR | Wind | Wind | 0 | 0 | 0 | 0 | 0 | 0 | 0
LKBONNY2 | SA1 | Lake Bonney 2 WF | Iberdrola Australia Energy Markets Pty Limited | GENERATOR | Wind | Wind | 0 | 0 | 0 | 0 | 0 | 0 | 0
LKBONNY3 | SA1 | Lake Bonney 3 WF | Iberdrola Australia Energy Markets Pty Limited | GENERATOR | Wind | Wind | 0 | 0 | 0 | 0 | 0 | 0 | 0
LNGS1 | VIC1 | Laverton North | Snowy Hydro | GENERATOR | Gas | OCGT | 9.51 | 10.01 | 10.26 | 9.97 | 10.86 | 18.93 | 18.63
LNGS2 | VIC1 | Laverton North | Snowy Hydro | GENERATOR | Gas | OCGT | 9.51 | 10.01 | 10.26 | 9.97 | 10.86 | 18.93 | 18.63
LONSDALE | SA1 | Lonsdale | Snowy Hydro | GENERATOR | Liquid | Recip | 35.1 | 35.32 | 37.71 | 38.46 | 37.86 | 42.65 | 42.02
LOYYB1 | VIC1 | Loy Yang B | Alinta Energy | GENERATOR | Coal-Brown | Boiler | 0.62 | 0.62 | 0.64 | 0.67 | 0.67 | 0.76 | 0.76
LOYYB2 | VIC1 | Loy Yang B | Alinta Energy | GENERATOR | Coal-Brown | Boiler | 0.62 | 0.62 | 0.64 | 0.67 | 0.67 | 0.76 | 0.76
LYA1 | VIC1 | Loy Yang A | AGL Energy | GENERATOR | Coal-Brown | Boiler | 0.62 | 0.62 | 0.64 | 0.67 | 0.67 | 0.76 | 0.76
LYA2 | VIC1 | Loy Yang A | AGL Energy | GENERATOR | Coal-Brown | Boiler | 0.62 | 0.62 | 0.64 | 0.67 | 0.67 | 0.76 | 0.76
LYA3 | VIC1 | Loy Yang A | AGL Energy | GENERATOR | Coal-Brown | Boiler | 0.62 | 0.62 | 0.64 | 0.67 | 0.67 | 0.76 | 0.76
LYA4 | VIC1 | Loy Yang A | AGL Energy | GENERATOR | Coal-Brown | Boiler | 0.62 | 0.62 | 0.64 | 0.67 | 0.67 | 0.76 | 0.76
MACARTH1 | VIC1 | Macarthur WF | AGL Energy | GENERATOR | Wind | Wind | 0 | 0 | 0 | 0 | 0 | 0 | 0
MACKAYGT | QLD1 | Mackay GT | Stanwell Corporation | GENERATOR | Gas | OCGT | 10 | 10 | 37.71 | 38.46 | 37.86 | 13.65 | 13.32
MACKNTSH | TAS1 | Mackintosh | Hydro Tasmania | GENERATOR | Hydro | Hydro | 0 | 0 | 0 | 0 | 0 | 0 | 0
MANSLR1 | NSW1 | Manildra solar Farm | New Energy Solar | GENERATOR | Solar | PV | 0 | 0 | 0 | 0 | 0 | 0 | 0
MAPS2PV1 | SA1 | Mannum - Adelaide PS | South Australian Water Corporation | GENERATOR | Solar | PV | 0 | 0 | 0 | 0 | 0 | 0 | 0
MAPS3PV1 | SA1 | Mannum - Adelaide Pipeline Pumping Station | South Australian Water Corporation� | GENERATOR | Solar | PV | 0 | 0 | 0 | 0 | 0 | 0 | 0
MARYRSF1 | QLD1 | Maryrorough Solar Farm | Diamond Energy | GENERATOR | Solar | PV | 0 | 0 | 0 | 0 | 0 | 0 | 0
MBPS2PV1 | SA1 | Murray Bridge-Onkaparinga Pipeline Pumping Station No 2 | South Australian Water Corporation | GENERATOR | Solar | PV | 0 | 0 | 0 | 0 | 0 | 0 | 0
MCKAY1 | VIC1 | Mckay | AGL Energy | GENERATOR | Hydro | Hydro | 0 | 0 | 0 | 0 | 0 | 0 | 0
MCKAY2 | VIC1 | Mckay | AGL Energy | GENERATOR | Hydro | Hydro | 0 | 0 | 0 | 0 | 0 | 0 | 0
MEADOWBK | TAS1 | Meadowbank | Hydro Tasmania | GENERATOR | Hydro | Hydro | 0 | 0 | 0 | 0 | 0 | 0 | 0
MERCER01 | VIC1 | Mt Mercer WF | Meridian Energy | GENERATOR | Wind | Wind | 0 | 0 | 0 | 0 | 0 | 0 | 0
METZSF1 | NSW1 | Metz Solar Farm | Metz ProjectCo Pty Ltd As The Trustee For Metz ProjectCo Trust | GENERATOR | Solar | PV | 0 | 0 | 0 | 0 | 0 | 0 | 0
MEWF1 | QLD1 | Mount Emerald Wind Farm | Ergon Energy | GENERATOR | Wind | Wind | 0 | 0 | 0 | 0 | 0 | 0 | 0
MIDDLSF1 | QLD1 | Middlemount Sun Farm | SUSI Partners | GENERATOR | Solar | PV | 0 | 0 | 0 | 0 | 0 | 0 | 0
MINTARO | SA1 | Mintaro | Engie | GENERATOR | Gas | OCGT | 10.66 | 10.66 | 10.44 | 11.43 | 11.98 | 19.02 | 18.56
MM3 | NSW1 | Munmorah | Delta Electricity | GENERATOR | Coal-Black | Boiler | 2.34 | 2.49 | 3.99 | 3.14 | 3.28 | 9.69 | 4.38
MM4 | NSW1 | Munmorah | Delta Electricity | GENERATOR | Coal-Black | Boiler | 2.34 | 2.49 | 3.99 | 3.14 | 3.28 | 9.69 | 4.38
MOLNGSF1 | NSW1 | Molong Solar Farm | AMP Australia | GENERATOR | Solar | PV | 0 | 0 | 0 | 0 | 0 | 0 | 0
MOORAWF1 | VIC1 | Moorabool Wind Farm | Goldwind | GENERATOR | Wind | Wind | 0 | 0 | 0 | 0 | 0 | 0 | 0
MOR1 | VIC1 | Morwell | Energy Brix | GENERATOR | Coal-Brown | Boiler | 0.62 | 0.62 | 0.64 | 0.67 | 0.67 | 0.76 | 0.76
MOR2 | VIC1 | Morwell | Energy Brix | GENERATOR | Coal-Brown | Boiler | 0.62 | 0.62 | 0.64 | 0.67 | 0.67 | 0.76 | 0.76
MOR3 | VIC1 | Morwell | Energy Brix | GENERATOR | Coal-Brown | Boiler | 0.62 | 0.62 | 0.64 | 0.67 | 0.67 | 0.76 | 0.76
MOREESF1 | NSW1 | Moree Solar Farm | FRV | GENERATOR | Solar | PV | 0 | 0 | 0 | 0 | 0 | 0 | 0
MORTLK11 | VIC1 | Mortlake | Origin Energy | GENERATOR | Gas | OCGT | 9.85 | 10.35 | 9.54 | 9.65 | 10.55 | 17.39 | 17.12
MORTLK12 | VIC1 | Mortlake | Origin Energy | GENERATOR | Gas | OCGT | 9.85 | 10.35 | 9.54 | 9.65 | 10.55 | 17.39 | 17.12
MOUSF1 | QLD1 | Moura Solar Farm | Moura Solar Farm SPV Pty Ltd ATF Moura Solar Farm Unit Trust | GENERATOR | Solar | PV | 0 | 0 | 0 | 0 | 0 | 0 | 0
MP1 | NSW1 | Mt Piper | EnergyAustralia | GENERATOR | Coal-Black | Boiler | 2.03 | 2.12 | 3.99 | 3.14 | 3.28 | 3.73 | 3.63
MP2 | NSW1 | Mt Piper | EnergyAustralia | GENERATOR | Coal-Black | Boiler | 2.03 | 2.12 | 3.99 | 3.14 | 3.28 | 3.73 | 3.63
MPP_1 | QLD1 | Millmerran | InterGen | GENERATOR | Coal-Black | Boiler | 1.28 | 1.28 | 1.18 | 1.23 | 1.25 | 1.43 | 1.43
MPP_2 | QLD1 | Millmerran | InterGen | GENERATOR | Coal-Black | Boiler | 1.28 | 1.28 | 1.18 | 1.23 | 1.25 | 1.43 | 1.43
MRIDGE | QLD1 | Swanbank | CS Energy | GENERATOR | Diesel | OCGT | 35.1 | 35.32 | 37.71 | 38.46 | 37.86 | 42.65 | 42.02
MRTLSWF1 | VIC1 | Mortlake South Wind Farm | Mortlake South Wind Farm Pty Ltd | GENERATOR | Wind | Wind | 0 | 0 | 0 | 0 | 0 | 0 | 0
MSTUART1 | QLD1 | Mt Stuart | Origin Energy | GENERATOR | Diesel | OCGT | 35.1 | 35.32 | 37.71 | 38.46 | 37.86 | 42.65 | 42.02
MSTUART2 | QLD1 | Mt Stuart | Origin Energy | GENERATOR | Diesel | OCGT | 35.1 | 35.32 | 37.71 | 38.46 | 37.86 | 42.65 | 42.02
MSTUART3 | QLD1 | Mt Stuart | Origin Energy | GENERATOR | Diesel | OCGT | 35.1 | 35.32 | 37.71 | 38.46 | 37.86 | 42.65 | 42.02
MTGELWF1 | VIC1 | Mt Gellibrand WF | Acciona Energy | GENERATOR | Wind | Wind | 0 | 0 | 0 | 0 | 0 | 0 | 0
MTMILLAR | SA1 | Mount Millar WF | Meridian Energy | GENERATOR | Wind | Wind | 0 | 0 | 0 | 0 | 0 | 0 | 0
MURRAY | VIC1 | Murray | Snowy Hydro | GENERATOR | Hydro | Hydro | 0 | 0 | 0 | 0 | 0 | 0 | 0
MUSSELR1 | TAS1 | Musselroe WF | Hydro Tasmania | GENERATOR | Wind | Wind | 0 | 0 | 0 | 0 | 0 | 0 | 0
MUWAWF1 | VIC1 | Murra Warra WF | Telstra Energy | GENERATOR | Wind | Wind | 0 | 0 | 0 | 0 | 0 | 0 | 0
MUWAWF2 | VIC1 | Murra Warra Wind Farm Stage 2 | Murra Warra II Project Co Pty Ltd ATF The Murra Warra II Project Trust | GENERATOR | Wind | Wind | 0 | 0 | 0 | 0 | 0 | 0 | 0
MWPS1PV1 | SA1 | Morgan-Whyalla PS1 | South Australian Water Corporation | GENERATOR | Solar | PV | 0 | 0 | 0 | 0 | 0 | 0 | 0
MWPS2PV1 | SA1 | Morgan-Whyalla PS2 | South Australian Water Corporation | GENERATOR | Solar | PV | 0 | 0 | 0 | 0 | 0 | 0 | 0
MWPS3PV1 | SA1 | Morgan-Whyalla PS3 | South Australian Water Corporation | GENERATOR | Solar | PV | 0 | 0 | 0 | 0 | 0 | 0 | 0
MWPS4PV1 | SA1 | Morgan-Whyalla PS4 | South Australian Water Corporation | GENERATOR | Solar | PV | 0 | 0 | 0 | 0 | 0 | 0 | 0
NBHWF1 | SA1 | North Brown Hill WF | AGL Energy | GENERATOR | Wind | Wind | 0 | 0 | 0 | 0 | 0 | 0 | 0
NEVERSF1 | NSW1 | NEVERTIRE SOLAR FARM | Elliott Green Power | GENERATOR | Solar | PV | 0 | 0 | 0 | 0 | 0 | 0 | 0
NEWENSF1 | NSW1 | New England Solar Farm | Acen Australia | GENERATOR | Solar | PV | 0 | 0 | 0 | 0 | 0 | 0 | 0
NEWENSF2 | NSW1 | New England Solar Farm | NESF Pty Ltd As Trustee Of The New England Solar Project Trust | GENERATOR | Solar | PV | 0 | 0 | 0 | 0 | 0 | 0 | 0
NGTS | NSW1 | Northern GT | Eraring Energy | GENERATOR | Diesel | OCGT | 35.1 | 35.32 | 37.71 | 38.46 | 37.86 | 42.65 | 42.02
NPS | VIC1 | Newport | EnergyAustralia | GENERATOR | Gas | Boiler | 9.67 | 10.17 | 10.26 | 9.97 | 10.86 | 16.86 | 16.55
NPS1 | SA1 | Northern | Alinta Energy | GENERATOR | Coal-Brown | Boiler | 0.62 | 0.62 | 0.64 | 0.67 | 0.67 | 0.76 | 0.76
NPS2 | SA1 | Northern | Alinta Energy | GENERATOR | Coal-Brown | Boiler | 0.62 | 0.62 | 0.64 | 0.67 | 0.67 | 0.76 | 0.76
NUMURSF1 | VIC1 | Numurkah Solar Farm | Neoen | GENERATOR | Solar | PV | 0 | 0 | 0 | 0 | 0 | 0 | 0
NYNGAN1 | NSW1 | Nyngan | AGL Energy | GENERATOR | Solar | PV | 0 | 0 | 0 | 0 | 0 | 0 | 0
OAKEY1 | QLD1 | Oakey | ERM Power | GENERATOR | Gas | OCGT | 9.64 | 9.64 | 9.96 | 9.46 | 9.98 | 17.73 | 17.02
OAKEY1SF | QLD1 | Oakey 1 Solar Farm | Diamond Energy | GENERATOR | Solar | PV | 0 | 0 | 0 | 0 | 0 | 0 | 0
OAKEY2 | QLD1 | Oakey | ERM Power | GENERATOR | Gas | OCGT | 9.64 | 9.64 | 9.96 | 9.46 | 9.98 | 17.73 | 17.02
OAKEY2SF | QLD1 | Oakey 2 Solar Farm | Diamond Energy | GENERATOR | Solar | PV | 0 | 0 | 0 | 0 | 0 | 0 | 0
OAKLAND1 | VIC1 | Oaklands Hill WF | AGL Energy | GENERATOR | Wind | Wind | 0 | 0 | 0 | 0 | 0 | 0 | 0
OSB-AG | SA1 | Osborne | Origin Energy | GENERATOR | Gas | CCGT | 9.57 | 9.57 | 9.42 | 11.22 | 11.78 | 14.67 | 14.3
OSB01 | SA1 | Osborne | Flinders Operating Services | GENERATOR
OSB02 | SA1 | Osborne | Flinders Operating Services | GENERATOR
PAREPS1 | SA1 | Port Augusta Renewable Energy Park | Iberdrola Australia Energy Markets Pty Limited | GENERATOR | Solar | PV | 0 | 0 | 0 | 0 | 0 | 0 | 0
PAREPW1 | SA1 | Port Augusta Renewable Energy Park | Iberdrola Australia Energy Markets Pty Limited | GENERATOR | Wind | Wind | 0 | 0 | 0 | 0 | 0 | 0 | 0
PARSF1 | NSW1 | Parkes Solar Farm | Neoen | GENERATOR | Solar | PV | 0 | 0 | 0 | 0 | 0 | 0 | 0
PIBESSG1 | VIC1 | Phillip�Island BESS | Mondo Power | GENERATOR | Battery | Battery | 0 | 0 | 0 | 0 | 0 | 0 | 0
PLAYB-AG | SA1 | Playford | Alinta Energy | GENERATOR | Coal-Brown | Boiler | 0.62 | 0.62 | 0.64 | 0.67 | 0.67 | 0.76 | 0.76
PLAYFB1 | SA1 | Playford | Flinders Operating Services | GENERATOR
PLAYFB2 | SA1 | Playford | Flinders Operating Services | GENERATOR
PLAYFB3 | SA1 | Playford | Flinders Operating Services | GENERATOR
PLAYFB4 | SA1 | Playford | Flinders Operating Services | GENERATOR
POAT110 | TAS1 | Poatina 110kv | Hydro Tasmania | GENERATOR | Hydro | Hydro | 0 | 0 | 0 | 0 | 0 | 0 | 0
POAT220 | TAS1 | Poatina 220kv | Hydro Tasmania | GENERATOR | Hydro | Hydro | 0 | 0 | 0 | 0 | 0 | 0 | 0
POR01 | SA1 | Port Lincoln | Engie | GENERATOR | Diesel | OCGT | 35.1 | 35.32 | 37.71 | 38.46 | 37.86 | 42.65 | 42.02
POR03 | SA1 | Port Lincoln | Engie | GENERATOR | Diesel | OCGT | 35.1 | 35.32 | 37.71 | 38.46 | 37.86 | 42.65 | 42.02
PPCCGT | SA1 | Pelican Point | Engie | GENERATOR | Gas | CCGT | 10.64 | 10.64 | 9.93 | 11.43 | 11.98 | 14.67 | 14.3
PTSTAN1 | SA1 | Pt Stanvac | Snowy Hydro | GENERATOR | Diesel | Recip | 35.1 | 35.32 | 37.71 | 38.46 | 37.86 | 42.65 | 42.02
QBYNBG1 | NSW1 | Queanbeyan BESS | Berrybank 2 Asset Pty Ltd As The Trustee For Berrybank 2 Asset Trust | GENERATOR | Battery | Battery | 0 | 0 | 0 | 0 | 0 | 0 | 0
QPS1 | SA1 | Quarantine | Origin Energy | GENERATOR | Gas | OCGT | 10.57 | 10.57 | 10.19 | 11.43 | 11.98 | 17.35 | 16.92
QPS2 | SA1 | Quarantine | Origin Energy | GENERATOR | Gas | OCGT | 10.57 | 10.57 | 10.19 | 11.43 | 11.98 | 17.35 | 16.92
QPS3 | SA1 | Quarantine | Origin Energy | GENERATOR | Gas | OCGT | 10.57 | 10.57 | 10.19 | 11.43 | 11.98 | 17.35 | 16.92
QPS4 | SA1 | Quarantine | Origin Energy | GENERATOR | Gas | OCGT | 10.57 | 10.57 | 10.19 | 11.43 | 11.98 | 17.35 | 16.92
QPS5 | SA1 | Quarantine | Origin Energy | GENERATOR | Gas | OCGT | 10.57 | 10.57 | 10.19 | 11.43 | 11.98 | 17.35 | 16.92
REECE1 | TAS1 | Reece | Hydro Tasmania | GENERATOR | Hydro | Hydro | 0 | 0 | 0 | 0 | 0 | 0 | 0
REECE2 | TAS1 | Reece | Hydro Tasmania | GENERATOR | Hydro | Hydro | 0 | 0 | 0 | 0 | 0 | 0 | 0
RESS1G | NSW1 | Riverina BESS 1 | Shell Energy Retail Pty Ltd | GENERATOR | Battery | Battery | 0 | 0 | 0 | 0 | 0 | 0 | 0
RIVNBG2 | NSW1 | Riverena Energy Storage System 2 | EnergyAustralia Pty Ltd | GENERATOR | Battery | Battery | 0 | 0 | 0 | 0 | 0 | 0 | 0
ROMA_7 | QLD1 | Roma | Origin Energy | GENERATOR | Gas | OCGT | 10 | 10 | 9.96 | 9.46 | 9.98 | 16.03 | 15.52
ROMA_8 | QLD1 | Roma | Origin Energy | GENERATOR | Gas | OCGT | 10 | 10 | 9.96 | 9.46 | 9.98 | 16.03 | 15.52
RRSF1 | QLD1 | Ross River Solar Farm | Ross River Operations | GENERATOR | Solar | PV | 0 | 0 | 0 | 0 | 0 | 0 | 0
RUGBYR1 | QLD1 | Rugby Run Solar Farm | Alinta Energy | GENERATOR | Solar | PV | 0 | 0 | 0 | 0 | 0 | 0 | 0
RYEPARK1 | NSW1 | Rye Park Renewable Energy | Tilt Renewables | GENERATOR | Wind | Wind | 0 | 0 | 0 | 0 | 0 | 0 | 0
SALTCRK1 | VIC1 | Salt Creek Wind Farm | Tilt Renewables | GENERATOR | Wind | Wind | 0 | 0 | 0 | 0 | 0 | 0 | 0
SAPHWF1 | NSW1 | Sapphire Wind Farm Phase 1 | Sapphire Wind Farm | GENERATOR | Wind | Wind | 0 | 0 | 0 | 0 | 0 | 0 | 0
SATGS1 | SA1 | Temporary Generation South | Infigen Energy | GENERATOR | Diesel | OCGT | 35.1 | 35.32 | 37.71 | 38.46 | 37.86 | 42.65 | 42.02
SEBSF1 | NSW1 | Sebastopol SF | FRV | GENERATOR | Solar | PV | 0 | 0 | 0 | 0 | 0 | 0 | 0
SHGEN | NSW1 | Shoalhaven | Origin Energy | GENERATOR | Hydro | Hydro | 0 | 0 | 0 | 0 | 0 | 0 | 0
SITHE01 | NSW1 | Smithfield | Infigen Energy | GENERATOR | Gas | OCGT | 11.01 | 11.01 | 10.79 | 11.1 | 11.65 | 19.13 | 18.74
SMCSF1 | QLD1 | Sun Metals Solar Farm | Sun Metals | GENERATOR | Solar | PV | 0 | 0 | 0 | 0 | 0 | 0 | 0
SNAPPER1 | SA1 | Snapper Point Power Station | Nexif Energy | GENERATOR | Gas | OCGT | 10.64 | 10.64 | 10.44 | 11.43 | 11.98 | 18.44 | 18.05
SNOWNTH1 | SA1 | Snowtown North WF | Trustpower | GENERATOR | Wind | Wind | 0 | 0 | 0 | 0 | 0 | 0 | 0
SNOWSTH1 | SA1 | Snowtown South WF | Trustpower | GENERATOR | Wind | Wind | 0 | 0 | 0 | 0 | 0 | 0 | 0
SNOWTWN1 | SA1 | Snowtown WF | Trustpower | GENERATOR | Wind | Wind | 0 | 0 | 0 | 0 | 0 | 0 | 0
SNOWY1 | NSW1 | Snowy | Snowy Hydro | GENERATOR | Hydro
SNOWY2 | NSW1 | Snowy | Snowy Hydro | GENERATOR | Hydro
SNOWY3 | NSW1 | Snowy | Snowy Hydro | GENERATOR | Hydro
SNOWY4 | NSW1 | Snowy | Snowy Hydro | GENERATOR | Hydro
SNOWY5 | NSW1 | Snowy | Snowy Hydro | GENERATOR | Hydro
SNOWY6 | NSW1 | Snowy | Snowy Hydro | GENERATOR | Hydro
SNUG1 | SA1 | Snuggery | Engie | GENERATOR | Liquid | Recip | 35.1 | 35.32 | 37.71 | 38.46 | 37.86 | 42.65 | 42.02
SRSF1 | QLD1 | Susan River Solar Farm | Elliott Green Power | GENERATOR | Solar | PV | 0 | 0 | 0 | 0 | 0 | 0 | 0
STAN-1 | QLD1 | Stanwell | Stanwell Corporation | GENERATOR | Coal-Black | Boiler | 2.18 | 2.28 | 2.51 | 2.41 | 2.47 | 6.55 | 3.49
STAN-2 | QLD1 | Stanwell | Stanwell Corporation | GENERATOR | Coal-Black | Boiler | 2.18 | 2.28 | 2.51 | 2.41 | 2.47 | 6.55 | 3.49
STAN-3 | QLD1 | Stanwell | Stanwell Corporation | GENERATOR | Coal-Black | Boiler | 2.18 | 2.28 | 2.51 | 2.41 | 2.47 | 6.55 | 3.49
STAN-4 | QLD1 | Stanwell | Stanwell Corporation | GENERATOR | Coal-Black | Boiler | 2.18 | 2.28 | 2.51 | 2.41 | 2.47 | 6.55 | 3.49
STARHLWF | SA1 | Starfish Hill WF | Ratch Australia | GENERATOR | Wind | Wind | 0 | 0 | 0 | 0 | 0 | 0 | 0
STOCKYD1 | VIC1 | Stockyard Hill Wind Farm | Goldwind | GENERATOR | Wind | Wind | 0 | 0 | 0 | 0 | 0 | 0 | 0
STWF1 | NSW1 | Silverton Wind Farm | AGL Energy | GENERATOR | Wind | Wind | 0 | 0 | 0 | 0 | 0 | 0 | 0
SUNRSF1 | NSW1 | Sunraysia Solar Farm | John Laing and Maoneng | GENERATOR | Solar | PV | 0 | 0 | 0 | 0 | 0 | 0 | 0
SUNTPSF1 | NSW1 | Suntop Solar Farm | Canadian Solar | GENERATOR | Solar | PV | 0 | 0 | 0 | 0 | 0 | 0 | 0
SWAN_A_1 | QLD1 | Swanbank | CS Energy | GENERATOR | Coal-Black | Boiler | 2.04 | 2.04 | 2.22 | 2.04 | 2.03 | 2.31 | 2.32
SWAN_A_2 | QLD1 | Swanbank | CS Energy | GENERATOR | Coal-Black | Boiler | 2.04 | 2.04 | 2.22 | 2.04 | 2.03 | 2.31 | 2.32
SWAN_A_3 | QLD1 | Swanbank | CS Energy | GENERATOR | Coal-Black | Boiler | 2.04 | 2.04 | 2.22 | 2.04 | 2.03 | 2.31 | 2.32
SWAN_A_4 | QLD1 | Swanbank | CS Energy | GENERATOR | Coal-Black | Boiler | 2.04 | 2.04 | 2.22 | 2.04 | 2.03 | 2.31 | 2.32
SWAN_A_5 | QLD1 | Swanbank | CS Energy | GENERATOR | Coal-Black | Boiler | 2.04 | 2.04 | 2.22 | 2.04 | 2.03 | 2.31 | 2.32
SWAN_A_6 | QLD1 | Swanbank | CS Energy | GENERATOR | Coal-Black | Boiler | 2.04 | 2.04 | 2.22 | 2.04 | 2.03 | 2.31 | 2.32
SWAN_B_1 | QLD1 | Swanbank | Stanwell Corporation | GENERATOR | Coal-Black | Boiler | 2.04 | 2.04 | 2.22 | 2.04 | 2.03 | 2.31 | 2.32
SWAN_B_2 | QLD1 | Swanbank | Stanwell Corporation | GENERATOR | Coal-Black | Boiler | 2.04 | 2.04 | 2.22 | 2.04 | 2.03 | 2.31 | 2.32
SWAN_B_3 | QLD1 | Swanbank | Stanwell Corporation | GENERATOR | Coal-Black | Boiler | 2.04 | 2.04 | 2.22 | 2.04 | 2.03 | 2.31 | 2.32
SWAN_B_4 | QLD1 | Swanbank | Stanwell Corporation | GENERATOR | Coal-Black | Boiler | 2.04 | 2.04 | 2.22 | 2.04 | 2.03 | 2.31 | 2.32
SWAN_C | QLD1 | Swanbank | CS Energy | GENERATOR | Gas | OCGT | 10 | 10 | 9.96 | 9.02 | 9.57 | 13.65 | 13.32
SWAN_D | QLD1 | Swanbank | CS Energy | GENERATOR | Gas | OCGT | 10 | 10 | 9.96 | 9.02 | 9.57 | 13.65 | 13.32
SWAN_E | QLD1 | Swanbank | CleanCo | GENERATOR | Gas | CCGT | 10 | 10 | 9.96 | 9.02 | 9.57 | 13.65 | 13.32
TALWA1 | NSW1 | Tallawarra | EnergyAustralia | GENERATOR | Gas | CCGT | 11.01 | 11.01 | 10.28 | 10.63 | 11.18 | 14.83 | 14.48
TALWB1 | NSW1 | Tallawarra B | EnergyAustralia | GENERATOR | Gas | CCGT | 11.01 | 11.01 | 10.28 | 10.63 | 11.18 | 14.83 | 14.48
TARALGA1 | NSW1 | Taralga WF | Taralga Wind Farm | GENERATOR | Wind | Wind | 0 | 0 | 0 | 0 | 0 | 0 | 0
TARONG#1 | QLD1 | Tarong | Stanwell Corporation | GENERATOR | Coal-Black | Boiler | 2.79 | 2.79 | 2.36 | 2.58 | 2.63 | 3.01 | 3.03
TARONG#2 | QLD1 | Tarong | Stanwell Corporation | GENERATOR | Coal-Black | Boiler | 2.79 | 2.79 | 2.36 | 2.58 | 2.63 | 3.01 | 3.03
TARONG#3 | QLD1 | Tarong | Stanwell Corporation | GENERATOR | Coal-Black | Boiler | 2.79 | 2.79 | 2.36 | 2.58 | 2.63 | 3.01 | 3.03
TARONG#4 | QLD1 | Tarong | Stanwell Corporation | GENERATOR | Coal-Black | Boiler | 2.79 | 2.79 | 2.36 | 2.58 | 2.63 | 3.01 | 3.03
TARRALEA | TAS1 | Tarralea | Hydro Tasmania | GENERATOR | Hydro | Hydro | 0 | 0 | 0 | 0 | 0 | 0 | 0
TB2BG1 | SA1 | Tailem Bend 2 Hybrid Renewable Power Station | Vena Energy | GENERATOR | Battery | Battery | 0 | 0 | 0 | 0 | 0 | 0 | 0
TB2SF1 | SA1 | Tailem Bend 2 Hybrid Project | Vena Energy | GENERATOR | Solar | PV | 0 | 0 | 0 | 0 | 0 | 0 | 0
TBSF1 | SA1 | Tailem Bend SF1 | Vena Energy Services | GENERATOR | Solar | PV | 0 | 0 | 0 | 0 | 0 | 0 | 0
TIBG1 | SA1 | Torrens Island BESS | AGL Energy | GENERATOR | Battery | Battery | 0 | 0 | 0 | 0 | 0 | 0 | 0
TNPS1 | QLD1 | Tarong North | Stanwell Corporation | GENERATOR | Coal-Black | Boiler | 2.79 | 2.79 | 2.36 | 2.58 | 2.63 | 3.01 | 3.03
TORRA1 | SA1 | Torrens Island | AGL Energy | GENERATOR | Gas | Boiler | 10.5 | 10.5 | 10.44 | 11.22 | 11.78 | 17.35 | 16.92
TORRA2 | SA1 | Torrens Island | AGL Energy | GENERATOR | Gas | Boiler | 10.5 | 10.5 | 10.44 | 11.22 | 11.78 | 17.35 | 16.92
TORRA3 | SA1 | Torrens Island | AGL Energy | GENERATOR | Gas | Boiler | 10.5 | 10.5 | 10.44 | 11.22 | 11.78 | 17.35 | 16.92
TORRA4 | SA1 | Torrens Island | AGL Energy | GENERATOR | Gas | Boiler | 10.5 | 10.5 | 10.44 | 11.22 | 11.78 | 17.35 | 16.92
TORRB1 | SA1 | Torrens Island | AGL Energy | GENERATOR | Gas | Boiler | 10.5 | 10.5 | 10.44 | 11.22 | 11.78 | 17.35 | 16.92
TORRB2 | SA1 | Torrens Island | AGL Energy | GENERATOR | Gas | Boiler | 10.5 | 10.5 | 10.44 | 11.22 | 11.78 | 17.35 | 16.92
TORRB3 | SA1 | Torrens Island | AGL Energy | GENERATOR | Gas | Boiler | 10.5 | 10.5 | 10.44 | 11.22 | 11.78 | 17.35 | 16.92
TORRB4 | SA1 | Torrens Island | AGL Energy | GENERATOR | Gas | Boiler | 10.5 | 10.5 | 10.44 | 11.22 | 11.78 | 17.35 | 16.92
TREVALLN | TAS1 | Trevallyn | Hydro Tasmania | GENERATOR | Hydro | Hydro | 0 | 0 | 0 | 0 | 0 | 0 | 0
TRIBUTE | TAS1 | Tribute | Hydro Tasmania | GENERATOR | Hydro | Hydro | 0 | 0 | 0 | 0 | 0 | 0 | 0
TUMUT3 | NSW1 | Tumut | Snowy Hydro | GENERATOR | Hydro | Hydro | 0 | 0 | 0 | 0 | 0 | 0 | 0
TUNGATIN | TAS1 | Tungatinah | Hydro Tasmania | GENERATOR | Hydro | Hydro | 0 | 0 | 0 | 0 | 0 | 0 | 0
TVCC201 | TAS1 | Tamar Valley CCGT | Hydro Tasmania | GENERATOR | Gas | CCGT | 11.57 | 11.57 | 11.23 | 11.54 | 12.35 | 14.87 | 14.53
TVPP104 | TAS1 | Tamar Valley GT | Hydro Tasmania | GENERATOR | Gas | OCGT | 11.57 | 11.57 | 11.23 | 11.54 | 12.35 | 14.87 | 14.53
UPPTUMUT | NSW1 | Upper Tumut | Snowy Hydro | GENERATOR | Hydro | Hydro | 0 | 0 | 0 | 0 | 0 | 0 | 0
URANQ11 | NSW1 | Uranquinty | Origin Energy | GENERATOR | Gas | OCGT | 11 | 11 | 10.54 | 10.68 | 11.23 | 17.46 | 17.05
URANQ12 | NSW1 | Uranquinty | Origin Energy | GENERATOR | Gas | OCGT | 11 | 11 | 10.54 | 10.68 | 11.23 | 17.46 | 17.05
URANQ13 | NSW1 | Uranquinty | Origin Energy | GENERATOR | Gas | OCGT | 11 | 11 | 10.54 | 10.68 | 11.23 | 17.46 | 17.05
URANQ14 | NSW1 | Uranquinty | Origin Energy | GENERATOR | Gas | OCGT | 11 | 11 | 10.54 | 10.68 | 11.23 | 17.46 | 17.05
VBBG1 | VIC1 | Victorian Big Battery | Neoen | GENERATOR | Battery | Battery | 0 | 0 | 0 | 0 | 0 | 0 | 0
VP5 | NSW1 | Vales Point | Delta Electricity | GENERATOR | Coal-Black | Boiler | 2.25 | 2.39 | 3.57 | 2.98 | 3.04 | 8.99 | 4.12
VP6 | NSW1 | Vales Point | Delta Electricity | GENERATOR | Coal-Black | Boiler | 2.25 | 2.39 | 3.57 | 2.98 | 3.04 | 8.99 | 4.12
VPGS | VIC1 | Valley Power | Snowy Hydro | GENERATOR | Gas | OCGT | 10.51 | 11.01 | 10.26 | 9.97 | 10.86 | 18.93 | 18.63
VPGS1 | VIC1 | Valley Power | Snowy Hydro | GENERATOR | Gas | OCGT | 10.51 | 11.01 | 10.26 | 9.97 | 10.86 | 18.93 | 18.63
VPGS2 | VIC1 | Valley Power | Snowy Hydro | GENERATOR | Gas | OCGT | 10.51 | 11.01 | 10.26 | 9.97 | 10.86 | 18.93 | 18.63
VPGS3 | VIC1 | Valley Power | Snowy Hydro | GENERATOR | Gas | OCGT | 10.51 | 11.01 | 10.26 | 9.97 | 10.86 | 18.93 | 18.63
VPGS4 | VIC1 | Valley Power | Snowy Hydro | GENERATOR | Gas | OCGT | 10.51 | 11.01 | 10.26 | 9.97 | 10.86 | 18.93 | 18.63
VPGS5 | VIC1 | Valley Power | Snowy Hydro | GENERATOR | Gas | OCGT | 10.51 | 11.01 | 10.26 | 9.97 | 10.86 | 18.93 | 18.63
VPGS6 | VIC1 | Valley Power | Snowy Hydro | GENERATOR | Gas | OCGT | 10.51 | 11.01 | 10.26 | 9.97 | 10.86 | 18.93 | 18.63
W/HOE#1 | QLD1 | Wivenhoe | CleanCo | GENERATOR | Hydro | Hydro | 0 | 0 | 0 | 0 | 0 | 0 | 0
W/HOE#2 | QLD1 | Wivenhoe | CleanCo | GENERATOR | Hydro | Hydro | 0 | 0 | 0 | 0 | 0 | 0 | 0
WAGGNSF1 | NSW1 | Wagga North Solar Farm | Metka EGN | GENERATOR | Solar | PV | 0 | 0 | 0 | 0 | 0 | 0 | 0
WALGRVG1 | NSW1 | Wallgrove BESS | Infigen Energy | GENERATOR | Battery | Battery | 0 | 0 | 0 | 0 | 0 | 0 | 0
WANDBG1 | QLD1 | Wandoan BESS | AGL Energy | GENERATOR | Battery | Battery | 0 | 0 | 0 | 0 | 0 | 0 | 0
WANDSF1 | QLD1 | Wandoan Solar Farm 1 | Vena Energy | GENERATOR | Solar | PV | 0 | 0 | 0 | 0 | 0 | 0 | 0
WARWSF1 | QLD1 | Warwick Solar Farm | University Of Queensland | GENERATOR | Solar | PV | 0 | 0 | 0 | 0 | 0 | 0 | 0
WARWSF2 | QLD1 | Warwick Solar Farm | University Of Queensland | GENERATOR | Solar | PV | 0 | 0 | 0 | 0 | 0 | 0 | 0
WATERLWF | SA1 | Waterloo WF | EnergyAustralia | GENERATOR | Wind | Wind | 0 | 0 | 0 | 0 | 0 | 0 | 0
WDGPH1 | QLD1 | Western Downs Green Power Hub | Neoen | GENERATOR | Solar | PV | 0 | 0 | 0 | 0 | 0 | 0 | 0
WELLSF1 | NSW1 | Wellington Solar Farm | Lightsource BP | GENERATOR | Solar | PV | 0 | 0 | 0 | 0 | 0 | 0 | 0
WEMENSF1 | VIC1 | Wemen Solar Farm | Wemen Asset Co | GENERATOR | Solar | PV | 0 | 0 | 0 | 0 | 0 | 0 | 0
WGWF1 | SA1 | Willogoleche Wind Farm | Engie | GENERATOR | Wind | Wind | 0 | 0 | 0 | 0 | 0 | 0 | 0
WHITSF1 | QLD1 | Whitsunday Solar Farm | Edify Energy | GENERATOR | Solar | PV | 0 | 0 | 0 | 0 | 0 | 0 | 0
WINTSF1 | VIC1 | Winton Solar Farm | FRV | GENERATOR | Solar | PV | 0 | 0 | 0 | 0 | 0 | 0 | 0
WKIEWA1 | VIC1 | West Kiewa | AGL Energy | GENERATOR | Hydro | Hydro | 0 | 0 | 0 | 0 | 0 | 0 | 0
WKIEWA2 | VIC1 | West Kiewa | AGL Energy | GENERATOR | Hydro | Hydro | 0 | 0 | 0 | 0 | 0 | 0 | 0
WOODLWN1 | NSW1 | Woodlawn WF | Iberdrola Australia Energy Markets Pty Limited | GENERATOR | Wind | Wind | 0 | 0 | 0 | 0 | 0 | 0 | 0
WOOLGSF1 | QLD1 | Woolooga Solar Farm | Woolooga Fund Pty Ltd As Trustee For The Woolooga Trust | GENERATOR | Solar | PV | 0 | 0 | 0 | 0 | 0 | 0 | 0
WPWF | SA1 | Wattle Point WF | AGL Energy | GENERATOR | Wind | Wind | 0 | 0 | 0 | 0 | 0 | 0 | 0
WRSF1 | NSW1 | White Rock Solar Farm | White Rock Wind Farm | GENERATOR | Solar | PV | 0 | 0 | 0 | 0 | 0 | 0 | 0
WRWF1 | NSW1 | White Rock Wind Farm | White Rock Wind Farm | GENERATOR | Wind | Wind | 0 | 0 | 0 | 0 | 0 | 0 | 0
WSTWYSF1 | NSW1 | West Wyalong Solar Farm | West Wyalong Fund Pty Ltd As The Trustee For West Wyalong Trust | GENERATOR | Solar | PV | 0 | 0 | 0 | 0 | 0 | 0 | 0
WW7 | NSW1 | Wallerawang | EnergyAustralia | GENERATOR | Coal-Black | Boiler | 2.34 | 2.49 | 3.99 | 3.14 | 3.28 | 9.69 | 4.38
WW8 | NSW1 | Wallerawang | EnergyAustralia | GENERATOR | Coal-Black | Boiler | 2.34 | 2.49 | 3.99 | 3.14 | 3.28 | 9.69 | 4.38
WYASF1 | NSW1 | Wyalong Solar Farm | Wyalong Solar Farm Pty Ltd ATF Wyalong Solar Farm Unit Trust | GENERATOR | Solar | PV | 0 | 0 | 0 | 0 | 0 | 0 | 0
YABULU | QLD1 | Yabulu | AGL Energy | GENERATOR | Gas | CCGT | 10.98 | 10.98 | 7.69 | 7.88 | 9.09 | 13.26 | 13.07
YABULU2 | QLD1 | Yabulu | AGL Energy | GENERATOR | Gas | CCGT | 10.98 | 10.98 | 7.69 | 7.88 | 9.09 | 13.26 | 13.07
YARANSF1 | QLD1 | Yarranlea Solar Farm | Yarranlea Solar | GENERATOR | Solar | PV | 0 | 0 | 0 | 0 | 0 | 0 | 0
YARWUN_1 | QLD1 | Yarwun | RTA Yarwun | GENERATOR | Gas | Cogen | 10.22 | 10.22 | 6.66 | 7.88 | 9.09 | 13.37 | 13.18
YATSF1 | VIC1 | Yatpool Solar Farm | BayWa r.e. | GENERATOR | Solar | PV | 0 | 0 | 0 | 0 | 0 | 0 | 0
YENDWF1 | VIC1 | Yendon Wind Farm | Lal Lal Wind Farms | GENERATOR | Wind | Wind | 0 | 0 | 0 | 0 | 0 | 0 | 0
YWPS1 | VIC1 | Yallourn | EnergyAustralia | GENERATOR | Coal-Brown | Boiler | 0.62 | 0.62 | 0.64 | 0.66 | 0.66 | 0.75 | 0.75
YWPS2 | VIC1 | Yallourn | EnergyAustralia | GENERATOR | Coal-Brown | Boiler | 0.62 | 0.62 | 0.64 | 0.66 | 0.66 | 0.75 | 0.75
YWPS3 | VIC1 | Yallourn | EnergyAustralia | GENERATOR | Coal-Brown | Boiler | 0.62 | 0.62 | 0.64 | 0.66 | 0.66 | 0.75 | 0.75
YWPS4 | VIC1 | Yallourn | EnergyAustralia | GENERATOR | Coal-Brown | Boiler | 0.62 | 0.62 | 0.64 | 0.66 | 0.66 | 0.75 | 0.75

## VOM
DUID | REGIONID | STATIONNAME | PARTICIPANTNAME | DISPATCHTYPE | FUELTYPE | TECHNOLOGYTYPE | VOM_2017_2018 | VOM_2018_2019 | VOM_2019_2020 | VOM_2020_2021 | VOM_2021_2022 | VOM_2022_2023 | VOM_2023_2024
ADPBA1G | SA1 | Adelaide Desalination Plant, Battery | South Australian Water Corporation | GENERATOR | Battery | Battery | 0 | 0 | 0 | 0 | 0 | 0 | 0
ADPPV1 | SA1 | Adelaide Desalination Plant, Solar Units 1-4, 5-9 | South Australian Water Corporation | GENERATOR | Solar | PV | 0 | 0 | 0 | 0 | 0 | 0 | 0
AGLHAL | SA1 | Hallett | EnergyAustralia | GENERATOR | Gas | OCGT | 10.69 | 10.695 | 10.7 | 10.875 | 11.05 | 11.81 | 12.57
AGLSOM | VIC1 | Somerton | AGL Energy | GENERATOR | Gas | OCGT | 10.69 | 10.695 | 10.7 | 10.875 | 11.05 | 11.81 | 12.57
ANGAST1 | SA1 | Angaston | Snowy Hydro | GENERATOR | Liquid | Recip | 11.18 | 11.27 | 11.36 | 11.205 | 11.05 | 12.195 | 13.34
APS | VIC1 | Angelsea | SECV | GENERATOR | Coal-Brown | Boiler | 1.03 | 2.655 | 4.28 | 4.245 | 4.21 | 4.495 | 4.78
ARWF1 | VIC1 | Ararat Wind Farm | Windlab | GENERATOR | Wind | Wind | 10.39 | 6.55 | 2.71 | 1.355 | 0 | 0 | 0
AVLSF1 | NSW1 | Avonlie Solar Farm | Iberdrola Australia Energy Markets Pty Limited | GENERATOR | Solar | PV | 0 | 0 | 0 | 0 | 0 | 0 | 0
BALBG1 | VIC1 | Ballarat BESS | EnergyAustralia | GENERATOR | Battery | Battery | 0 | 0 | 0 | 0 | 0 | 0 | 0
BALDHWF1 | VIC1 | Bald Hills WF | Alinta Energy | GENERATOR | Wind | Wind | 10.39 | 6.55 | 2.71 | 1.355 | 0 | 0 | 0
BANGOWF1 | NSW1 | Bango 973 Wind Farm | CWP Renewables | GENERATOR | Wind | Wind | 10.39 | 6.55 | 2.71 | 1.355 | 0 | 0 | 0
BANGOWF2 | NSW1 | Bango 999 Wind Farm | CWP Renewables | GENERATOR | Wind | Wind | 10.39 | 6.55 | 2.71 | 1.355 | 0 | 0 | 0
BANN1 | VIC1 | Bannerton Solar Park | Alinta Energy | GENERATOR | Solar | PV | 0 | 0 | 0 | 0 | 0 | 0 | 0
BARCALDN | QLD1 | Barcaldine | Ergon Energy | GENERATOR | Gas | OCGT | 10.69 | 10.695 | 10.7 | 10.875 | 11.05 | 11.81 | 12.57
BARKIPS1 | SA1 | Barker Inlet Power Station | AGL Energy | GENERATOR | Gas | Recip | 11.29 | 11.29 | 11.29 | 11.17 | 11.05 | 11.81 | 12.57
BARRON-1 | QLD1 | Barron Gorge | CleanCo | GENERATOR | Hydro | Hydro | 7.19 | 7.245 | 7.3 | 7.425 | 7.55 | 8.065 | 8.58
BARRON-2 | QLD1 | Barron Gorge | CleanCo | GENERATOR | Hydro | Hydro | 7.19 | 7.245 | 7.3 | 7.425 | 7.55 | 8.065 | 8.58
BASTYAN | TAS1 | Bastyan | Hydro Tasmania | GENERATOR | Hydro | Hydro | 7.19 | 7.245 | 7.3 | 7.425 | 7.55 | 8.065 | 8.58
BBATTERY | QLD1 | Bouldercombe Battery Project | Bouldercombe Battery Project Co Pty Ltd ATF Bouldercombe Battery Project | GENERATOR | Battery | Battery | 0 | 0 | 0 | 0 | 0 | 0 | 0
BBTHREE1 | TAS1 | Tamar Valley GT | Hydro Tasmania | GENERATOR | Gas | OCGT | 10.69 | 10.695 | 10.7 | 10.875 | 11.05 | 11.81 | 12.57
BBTHREE2 | TAS1 | Tamar Valley GT | Hydro Tasmania | GENERATOR | Gas | OCGT | 10.69 | 10.695 | 10.7 | 10.875 | 11.05 | 11.81 | 12.57
BBTHREE3 | TAS1 | Tamar Valley GT | Hydro Tasmania | GENERATOR | Gas | OCGT | 10.69 | 10.695 | 10.7 | 10.875 | 11.05 | 11.81 | 12.57
BDL01 | VIC1 | Bairnsdale | Alinta Energy | GENERATOR | Gas | OCGT | 10.69 | 10.695 | 10.7 | 10.875 | 11.05 | 11.81 | 12.57
BDL02 | VIC1 | Bairnsdale | Alinta Energy | GENERATOR | Gas | OCGT | 10.69 | 10.695 | 10.7 | 10.875 | 11.05 | 11.81 | 12.57
BELLBAY1 | TAS1 | Bell Bay | Hydro Tasmania | GENERATOR | Gas | Boiler | 10.69 | 10.695 | 10.7 | 10.875 | 11.05 | 11.81 | 12.57
BELLBAY2 | TAS1 | Bell Bay | Hydro Tasmania | GENERATOR | Gas | Boiler | 10.69 | 10.695 | 10.7 | 10.875 | 11.05 | 11.81 | 12.57
BERYLSF1 | NSW1 | Beryl Solar Farm | First Solar | GENERATOR | Solar | PV | 0 | 0 | 0 | 0 | 0 | 0 | 0
BHBG1 | NSW1 | Broken Hill Battery Energy Storage System | AGL Macquarie Pty Limited | GENERATOR | Battery | Battery | 0 | 0 | 0 | 0 | 0 | 0 | 0
BLOWERNG | NSW1 | Blowering | Snowy Hydro | GENERATOR | Hydro | Hydro | 7.19 | 7.245 | 7.3 | 7.425 | 7.55 | 8.065 | 8.58
BLUEGSF1 | QLD1 | Bluegrass Solar Farm | X-Elio Australia | GENERATOR | Solar | PV | 0 | 0 | 0 | 0 | 0 | 0 | 0
BLUFF1 | SA1 | The Bluff WF | AGL Energy | GENERATOR | Wind | Wind | 10.39 | 6.55 | 2.71 | 1.355 | 0 | 0 | 0
BNGSF1 | SA1 | Bungala One Solar Farm | Bungala One Solar Farm | GENERATOR | Solar | PV | 0 | 0 | 0 | 0 | 0 | 0 | 0
BNGSF2 | SA1 | Bungala Two Solar Farm | Bungala One Solar Farm | GENERATOR | Solar | PV | 0 | 0 | 0 | 0 | 0 | 0 | 0
BOCORWF1 | NSW1 | Boco Rock WF | CWP Renewables | GENERATOR | Wind | Wind | 10.39 | 6.55 | 2.71 | 1.355 | 0 | 0 | 0
BODWF1 | NSW1 | Bodangora Wind Farm | Iberdrola Australia Energy Markets Pty Limited | GENERATOR | Wind | Wind | 10.39 | 6.55 | 2.71 | 1.355 | 0 | 0 | 0
BOLIVPS1 | SA1 | Bolivar Power Station | Iberdrola Australia Energy Markets Pty Limited | GENERATOR | Gas | OCGT | 10.69 | 10.695 | 10.7 | 10.875 | 11.05 | 11.94 | 12.83
BOMENSF1 | NSW1 | Bomen Solar Farm | Spark Infrastructure | GENERATOR | Solar | PV | 0 | 0 | 0 | 0 | 0 | 0 | 0
BOWWBA1G | SA1 | Bolivar Waste Water Treatment | South Australian Water Corporation | GENERATOR | Battery | Battery | 0 | 0 | 0 | 0 | 0 | 0 | 0
BOWWPV1 | SA1 | Bolivar Waste Water Treatment Plant | South Australian Water Corporation | GENERATOR | Solar | PV | 0 | 0 | 0 | 0 | 0 | 0 | 0
BRAEMAR1 | QLD1 | Braemar A | Alinta Energy | GENERATOR | Gas | OCGT | 10.69 | 10.695 | 10.7 | 10.875 | 11.05 | 11.81 | 12.57
BRAEMAR2 | QLD1 | Braemar A | Alinta Energy | GENERATOR | Gas | OCGT | 10.69 | 10.695 | 10.7 | 10.875 | 11.05 | 11.81 | 12.57
BRAEMAR3 | QLD1 | Braemar A | Alinta Energy | GENERATOR | Gas | OCGT | 10.69 | 10.695 | 10.7 | 10.875 | 11.05 | 11.81 | 12.57
BRAEMAR5 | QLD1 | Braemar 2 | Arrow Energy | GENERATOR | Gas | OCGT | 10.69 | 10.695 | 10.7 | 10.875 | 11.05 | 11.81 | 12.57
BRAEMAR6 | QLD1 | Braemar 2 | Arrow Energy | GENERATOR | Gas | OCGT | 10.69 | 10.695 | 10.7 | 10.875 | 11.05 | 11.81 | 12.57
BRAEMAR7 | QLD1 | Braemar 2 | Arrow Energy | GENERATOR | Gas | OCGT | 10.69 | 10.695 | 10.7 | 10.875 | 11.05 | 11.81 | 12.57
BROKENH1 | NSW1 | Broken Hill Solar Plant | AGL Energy | GENERATOR | Solar | PV | 0 | 0 | 0 | 0 | 0 | 0 | 0
BRYB1WF1 | VIC1 | Berrybank Wind Farm | Global Power Generation Australia | GENERATOR | Wind | Wind | 10.39 | 6.55 | 2.71 | 1.355 | 0 | 0 | 0
BRYB2WF2 | VIC1 | Berrybank Wind Farm | Global Power Generation Australia | GENERATOR | Wind | Wind | 10.39 | 6.55 | 2.71 | 1.355 | 0 | 0 | 0
BULBESG1 | VIC1 | Bulgana Green Power Hub | Neoen | GENERATOR | Battery | Battery | 0 | 0 | 0 | 0 | 0 | 0 | 0
BULGANA1 | VIC1 | Bulgana Green Power Hub | Neoen | GENERATOR | Wind | Wind | 10.39 | 6.55 | 2.71 | 1.355 | 0 | 0 | 0
BW01 | NSW1 | Bayswater | AGL Energy | GENERATOR | Coal-Black | Boiler | 1.03 | 2.655 | 4.28 | 4.385 | 4.49 | 4.795 | 5.1
BW02 | NSW1 | Bayswater | AGL Energy | GENERATOR | Coal-Black | Boiler | 1.03 | 2.655 | 4.28 | 4.385 | 4.49 | 4.795 | 5.1
BW03 | NSW1 | Bayswater | AGL Energy | GENERATOR | Coal-Black | Boiler | 1.03 | 2.655 | 4.28 | 4.385 | 4.49 | 4.795 | 5.1
BW04 | NSW1 | Bayswater | AGL Energy | GENERATOR | Coal-Black | Boiler | 1.03 | 2.655 | 4.28 | 4.385 | 4.49 | 4.795 | 5.1
CALL_A_1 | QLD1 | Callide A | CS Energy | GENERATOR | Coal-Black | Boiler | 1.03 | 2.655 | 4.28 | 4.35 | 4.42 | 4.72 | 5.02
CALL_A_2 | QLD1 | Callide A | CS Energy | GENERATOR | Coal-Black | Boiler | 1.03 | 2.655 | 4.28 | 4.35 | 4.42 | 4.72 | 5.02
CALL_A_3 | QLD1 | Callide A | CS Energy | GENERATOR | Coal-Black | Boiler | 1.03 | 2.655 | 4.28 | 4.35 | 4.42 | 4.72 | 5.02
CALL_B_1 | QLD1 | Callide B | CS Energy | GENERATOR | Coal-Black | Boiler | 1.03 | 2.655 | 4.28 | 4.35 | 4.42 | 4.72 | 5.02
CALL_B_2 | QLD1 | Callide B | CS Energy | GENERATOR | Coal-Black | Boiler | 1.03 | 2.655 | 4.28 | 4.35 | 4.42 | 4.72 | 5.02
CAPBES1G | NSW1 | Capital Battery | Capital Battery Pty Ltd As Trustee For Capital Battery Trust | GENERATOR | Battery | Battery | 0 | 0 | 0 | 0 | 0 | 0 | 0
CATHROCK | SA1 | Cathedral Rocks WF | Acciona Energy | GENERATOR | Wind | Wind | 10.39 | 6.55 | 2.71 | 1.355 | 0 | 0 | 0
CBWWBA1G | SA1 | Christies Beach BESS | SA Water | GENERATOR | Battery | Battery | 0 | 0 | 0 | 0 | 0 | 0 | 0
CETHANA | TAS1 | Cethana | Hydro Tasmania | GENERATOR | Hydro | Hydro | 7.19 | 7.245 | 7.3 | 7.425 | 7.55 | 8.065 | 8.58
CG1 | NSW1 | Colongra | Snowy Hydro | GENERATOR | Gas | OCGT | 8.53 | 9.615 | 10.7 | 10.875 | 11.05 | 11.81 | 12.57
CG2 | NSW1 | Colongra | Snowy Hydro | GENERATOR | Gas | OCGT | 8.53 | 9.615 | 10.7 | 10.875 | 11.05 | 11.81 | 12.57
CG3 | NSW1 | Colongra | Snowy Hydro | GENERATOR | Gas | OCGT | 8.53 | 9.615 | 10.7 | 10.875 | 11.05 | 11.81 | 12.57
CG4 | NSW1 | Colongra | Snowy Hydro | GENERATOR | Gas | OCGT | 8.53 | 9.615 | 10.7 | 10.875 | 11.05 | 11.81 | 12.57
CHBESSG1 | QLD1 | Chinchilla BESS | CS Energy Limited | GENERATOR | Battery | Battery | 0 | 0 | 0 | 0 | 0 | 0 | 0
CHILDSF1 | QLD1 | Childers Solar Farm | Elliott Green Power | GENERATOR | Solar | PV | 0 | 0 | 0 | 0 | 0 | 0 | 0
CHYTWF1 | VIC1 | Cherry Tree Wind Farm | Iberdrola Australia Energy Markets Pty Limited | GENERATOR | Wind | Wind | 10.39 | 6.55 | 2.71 | 1.355 | 0 | 0 | 0
CLARESF1 | QLD1 | Clare Solar Farm | Clare Solar Farm | GENERATOR | Solar | PV | 0 | 0 | 0 | 0 | 0 | 0 | 0
CLEMGPWF | SA1 | Clements Gap WF | Pacific Hydro | GENERATOR | Wind | Wind | 10.39 | 6.55 | 2.71 | 1.355 | 0 | 0 | 0
CLERMSF1 | QLD1 | Clermont Solar Farm | Clermont Asset Co | GENERATOR | Solar | PV | 0 | 0 | 0 | 0 | 0 | 0 | 0
CLOVER1 | VIC1 | Clover | AGL Energy | GENERATOR | Hydro | Hydro | 7.19 | 7.245 | 7.3 | 7.425 | 7.55 | 8.065 | 8.58
CLOVER2 | VIC1 | Clover | AGL Energy | GENERATOR | Hydro | Hydro | 7.19 | 7.245 | 7.3 | 7.425 | 7.55 | 8.065 | 8.58
CNUNDAWF | SA1 | Canunda WF | Engie | GENERATOR | Wind | Wind | 10.39 | 6.55 | 2.71 | 1.355 | 0 | 0 | 0
COHUNSF1 | VIC1 | Cohuna Solar Farm | Enel Energy Australia Pty Ltd | GENERATOR | Solar | PV | 0 | 0 | 0 | 0 | 0 | 0 | 0
COLEASF1 | NSW1 | Coleambally Solar Farm | Neoen | GENERATOR | Solar | PV | 0 | 0 | 0 | 0 | 0 | 0 | 0
COLNSV_1 | QLD1 | Collinsville | Ratch Australia | GENERATOR | Coal-Black | Boiler | 1.03 | 2.655 | 4.28 | 4.35 | 4.42 | 4.72 | 5.02
COLNSV_2 | QLD1 | Collinsville | Ratch Australia | GENERATOR | Coal-Black | Boiler | 1.03 | 2.655 | 4.28 | 4.35 | 4.42 | 4.72 | 5.02
COLNSV_3 | QLD1 | Collinsville | Ratch Australia | GENERATOR | Coal-Black | Boiler | 1.03 | 2.655 | 4.28 | 4.35 | 4.42 | 4.72 | 5.02
COLNSV_4 | QLD1 | Collinsville | Ratch Australia | GENERATOR | Coal-Black | Boiler | 1.03 | 2.655 | 4.28 | 4.35 | 4.42 | 4.72 | 5.02
COLNSV_5 | QLD1 | Collinsville | Ratch Australia | GENERATOR | Coal-Black | Boiler | 1.03 | 2.655 | 4.28 | 4.35 | 4.42 | 4.72 | 5.02
COLUMSF1 | QLD1 | Columboola Solar Farm | Columboola Solar Farm Nominees Pty Ltd ATF Columboola Solar Farm Op Trust | GENERATOR | Solar | PV | 0 | 0 | 0 | 0 | 0 | 0 | 0
COLWF01 | NSW1 | Collector Wind Farm | RATCH Australia | GENERATOR | Wind | Wind | 10.39 | 6.55 | 2.71 | 1.355 | 0 | 0 | 0
COOPGWF1 | QLD1 | Coopers Gap Wind Farm | AGL Energy | GENERATOR | Wind | Wind | 10.39 | 6.55 | 2.71 | 1.355 | 0 | 0 | 0
CPP_3 | QLD1 | Callide C | CS Energy | GENERATOR | Coal-Black | Boiler | 1.03 | 2.655 | 4.28 | 4.35 | 4.42 | 4.72 | 5.02
CPP_4 | QLD1 | Callide C | CS Energy | GENERATOR | Coal-Black | Boiler | 1.03 | 2.655 | 4.28 | 4.35 | 4.42 | 4.72 | 5.02
CPSA | QLD1 | Condamine | QGC Sales | GENERATOR | Gas | CCGT | 7.19 | 7.34 | 7.49 | 7.615 | 7.74 | 8.265 | 8.79
CROOKWF2 | NSW1 | Crookwell 2 Wind Farm | Crookwell Development | GENERATOR | Wind | Wind | 10.39 | 6.55 | 2.71 | 1.355 | 0 | 0 | 0
CROWLWF1 | VIC1 | Crowlands Wind Farm | Pacific Hydro | GENERATOR | Wind | Wind | 10.39 | 6.55 | 2.71 | 1.355 | 0 | 0 | 0
CRURWF1 | NSW1 | Crudine Ridge Wind Farm | CWP Renewables | GENERATOR | Wind | Wind | 10.39 | 6.55 | 2.71 | 1.355 | 0 | 0 | 0
CRWASF1 | NSW1 | Corowa Solar Farm | Metka EGN | GENERATOR | Solar | PV | 0 | 0 | 0 | 0 | 0 | 0 | 0
CSPVPS1 | QLD1 | Collinsville Solar PV | Alinta Energy | GENERATOR | Solar | PV | 0 | 0 | 0 | 0 | 0 | 0 | 0
CTHLWF1 | TAS1 | Cattle Hill Wind Farm | Goldwind | GENERATOR | Wind | Wind | 10.39 | 6.55 | 2.71 | 1.355 | 0 | 0 | 0
DALNTH01 | SA1 | Dalrymple North BESS | AGL Energy | GENERATOR | Battery | Battery | 0 | 0 | 0 | 0 | 0 | 0 | 0
DARLSF1 | NSW1 | Darlington Point Solar Farm | Canadian Solar | GENERATOR | Solar | PV | 0 | 0 | 0 | 0 | 0 | 0 | 0
DARTM1 | VIC1 | Dartmouth | AGL Energy | GENERATOR | Hydro | Hydro | 7.19 | 7.245 | 7.3 | 7.425 | 7.55 | 8.065 | 8.58
DAYDSF1 | QLD1 | Daydream Solar Farm | Edify Energy | GENERATOR | Solar | PV | 0 | 0 | 0 | 0 | 0 | 0 | 0
DDPS1 | QLD1 | Darling Downs | Origin Energy | GENERATOR | Gas | CCGT | 7.19 | 7.34 | 7.49 | 7.615 | 7.74 | 8.265 | 8.79
DDSF1 | QLD1 | Darling Downs Solar Farm, Units 1-44 | Darling Downs Solar Farm | GENERATOR | Solar | PV | 0 | 0 | 0 | 0 | 0 | 0 | 0
DEVILS_G | TAS1 | Devils Gate | Hydro Tasmania | GENERATOR | Hydro | Hydro | 7.19 | 7.245 | 7.3 | 7.425 | 7.55 | 8.065 | 8.58
DG_NSW1 | NSW1 | NSW1 Dummy Generator | Nemmco Reserve Trader | GENERATOR |  |  |  | #DIV/0! |  | #DIV/0! |  | #DIV/0!
DG_QLD1 | QLD1 | QLD1 Dummy Generator | Nemmco Reserve Trader | GENERATOR |  |  |  | #DIV/0! |  | #DIV/0! |  | #DIV/0!
DG_SA1 | SA1 | SA1 Dummy Generator | Nemmco Reserve Trader | GENERATOR |  |  |  | #DIV/0! |  | #DIV/0! |  | #DIV/0!
DG_TAS1 | TAS1 | TAS1 Dummy Generator | Nemmco Reserve Trader | GENERATOR |  |  |  | #DIV/0! |  | #DIV/0! |  | #DIV/0!
DG_VIC1 | VIC1 | VIC1 Dummy Generator | Nemmco Reserve Trader | GENERATOR |  |  |  | #DIV/0! |  | #DIV/0! |  | #DIV/0!
DPNTBG1 | NSW1 | Darlington Point Energy Storage System | EnergyAustralia Pty Ltd | GENERATOR | Battery | Battery | 0 | 0 | 0 | 0 | 0 | 0 | 0
DRYCGT1 | SA1 | Dry Creek | Engie | GENERATOR | Gas | OCGT | 10.69 | 10.695 | 10.7 | 10.875 | 11.05 | 11.81 | 12.57
DRYCGT2 | SA1 | Dry Creek | Engie | GENERATOR | Gas | OCGT | 10.69 | 10.695 | 10.7 | 10.875 | 11.05 | 11.81 | 12.57
DRYCGT3 | SA1 | Dry Creek | Engie | GENERATOR | Gas | OCGT | 10.69 | 10.695 | 10.7 | 10.875 | 11.05 | 11.81 | 12.57
DULAWF1 | QLD1 | Dulacca Wind Farm | Octopus Investments | GENERATOR | Wind | Wind | 10.39 | 6.55 | 2.71 | 1.355 | 0 | 0 | 0
DUNDWF1 | VIC1 | Dundonnell Wind Farm | Dundonnell Wind Farm | GENERATOR | Wind | Wind | 10.39 | 6.55 | 2.71 | 1.355 | 0 | 0 | 0
DUNDWF2 | VIC1 | Dundonnell Wind Farm | Dundonnell Wind Farm | GENERATOR | Wind | Wind | 10.39 | 6.55 | 2.71 | 1.355 | 0 | 0 | 0
DUNDWF3 | VIC1 | Dundonnell Wind Farm | Dundonnell Wind Farm | GENERATOR | Wind | Wind | 10.39 | 6.55 | 2.71 | 1.355 | 0 | 0 | 0
EDENVSF1 | QLD1 | Edenvale Solar Park | Sapphire Energy | GENERATOR | Solar | PV | 0 | 0 | 0 | 0 | 0 | 0 | 0
EILDON1 | VIC1 | Eildon | AGL Energy | GENERATOR | Hydro | Hydro | 7.19 | 7.245 | 7.3 | 7.425 | 7.55 | 8.065 | 8.58
EILDON2 | VIC1 | Eildon | AGL Energy | GENERATOR | Hydro | Hydro | 7.19 | 7.245 | 7.3 | 7.425 | 7.55 | 8.065 | 8.58
ELAINWF1 | VIC1 | Elaine Wind Farm | Lal Lal Wind Farms | GENERATOR | Wind | Wind | 10.39 | 6.55 | 2.71 | 1.355 | 0 | 0 | 0
EMERASF1 | QLD1 | Emerald Solar Park | Telstra Energy | GENERATOR | Solar | PV | 0 | 0 | 0 | 0 | 0 | 0 | 0
ER01 | NSW1 | Eraring | Origin Energy | GENERATOR | Coal-Black | Boiler | 1.03 | 2.655 | 4.28 | 4.385 | 4.49 | 4.795 | 5.1
ER02 | NSW1 | Eraring | Origin Energy | GENERATOR | Coal-Black | Boiler | 1.03 | 2.655 | 4.28 | 4.385 | 4.49 | 4.795 | 5.1
ER03 | NSW1 | Eraring | Origin Energy | GENERATOR | Coal-Black | Boiler | 1.03 | 2.655 | 4.28 | 4.385 | 4.49 | 4.795 | 5.1
ER04 | NSW1 | Eraring | Origin Energy | GENERATOR | Coal-Black | Boiler | 1.03 | 2.655 | 4.28 | 4.385 | 4.49 | 4.795 | 5.1
FINLYSF1 | NSW1 | Finley Solar Farm | Finley Solar Farm | GENERATOR | Solar | PV | 0 | 0 | 0 | 0 | 0 | 0 | 0
FISHER | TAS1 | Fisher | Hydro Tasmania | GENERATOR | Hydro | Hydro | 7.19 | 7.245 | 7.3 | 7.425 | 7.55 | 8.065 | 8.58
FLYCRKWF | NSW1 | Flyers Creek Wind Farm | Iberdrola Australia Energy Markets Pty Limited | GENERATOR | Wind | Wind | 10.39 | 6.55 | 2.71 | 1.355 | 0 | 0 | 0
GANGARR1 | QLD1 | Gangarri Solar Farm | Shell Energy | GENERATOR | Solar | PV | 0 | 0 | 0 | 0 | 0 | 0 | 0
GANNBG1 | VIC1 | Gannawarra BESS | EnergyAustralia | GENERATOR | Battery | Battery | 0 | 0 | 0 | 0 | 0 | 0 | 0
GANNSF1 | VIC1 | Gannawarra Solar Farm | EnergyAustralia | GENERATOR | Solar | PV | 0 | 0 | 0 | 0 | 0 | 0 | 0
GLENSF1 | VIC1 | GLENROWAN SOLAR FARM | Glenrowan Solar Farm Pty Ltd As Trustee For Glenrowan Solar Farm Trust | GENERATOR | Solar | PV | 0 | 0 | 0 | 0 | 0 | 0 | 0
GLRWNSF1 | VIC1 | Glenrowan West Solar Farm | Wirsol Energy | GENERATOR | Solar | PV | 0 | 0 | 0 | 0 | 0 | 0 | 0
GNNDHSF1 | NSW1 | Gunnedah Solar Farm | Ironbark Energy | GENERATOR | Solar | PV | 0 | 0 | 0 | 0 | 0 | 0 | 0
GOONSF1 | NSW1 | Goonumbla Solar Farm | Goonumbla Asset | GENERATOR | Solar | PV | 0 | 0 | 0 | 0 | 0 | 0 | 0
GORDON | TAS1 | Gordon | Hydro Tasmania | GENERATOR | Hydro | Hydro | 7.19 | 7.245 | 7.3 | 7.425 | 7.55 | 8.065 | 8.58
GRANWF1 | TAS1 | Granville Harbour Wind Farm | Palisade Integrated Management Services | GENERATOR | Wind | Wind | 10.39 | 6.55 | 2.71 | 1.355 | 0 | 0 | 0
GSTONE1 | QLD1 | Gladstone | CS Energy | GENERATOR | Coal-Black | Boiler | 1.03 | 2.655 | 4.28 | 4.35 | 4.42 | 4.72 | 5.02
GSTONE2 | QLD1 | Gladstone | CS Energy | GENERATOR | Coal-Black | Boiler | 1.03 | 2.655 | 4.28 | 4.35 | 4.42 | 4.72 | 5.02
GSTONE3 | QLD1 | Gladstone | CS Energy | GENERATOR | Coal-Black | Boiler | 1.03 | 2.655 | 4.28 | 4.35 | 4.42 | 4.72 | 5.02
GSTONE4 | QLD1 | Gladstone | CS Energy | GENERATOR | Coal-Black | Boiler | 1.03 | 2.655 | 4.28 | 4.35 | 4.42 | 4.72 | 5.02
GSTONE5 | QLD1 | Gladstone | CS Energy | GENERATOR | Coal-Black | Boiler | 1.03 | 2.655 | 4.28 | 4.35 | 4.42 | 4.72 | 5.02
GSTONE6 | QLD1 | Gladstone | CS Energy | GENERATOR | Coal-Black | Boiler | 1.03 | 2.655 | 4.28 | 4.35 | 4.42 | 4.72 | 5.02
GSWF1A | SA1 | Goyder South Wind Farm 1A | Goyder Wind Farm 1 Pty Ltd ATF Goyder Wind Farm 1 Trust | GENERATOR | Wind | Wind | 10.39 | 6.55 | 2.71 | 1.355 | 0 | 0 | 0
GSWF1B1 | SA1 | Goyder South Wind Farm 1B | Goyder Wind Farm 1B Pty Ltd ATF Goyder Wind Farm 1B Trust | GENERATOR | Wind | Wind | 10.39 | 6.55 | 2.71 | 1.355 | 0 | 0 | 0
GULLRSF1 | NSW1 | Gullen Range Solar Farm | Goldwind | GENERATOR | Solar | PV | 0 | 0 | 0 | 0 | 0 | 0 | 0
GULLRWF1 | NSW1 | Gullen Range Wind Farm | New Gullen Range Wind Farm | GENERATOR | Wind | Wind | 10.39 | 6.55 | 2.71 | 1.355 | 0 | 0 | 0
GULLRWF2 | NSW1 | Gullen Range Wind Farm | New Gullen Range Wind Farm | GENERATOR | Wind | Wind | 10.39 | 6.55 | 2.71 | 1.355 | 0 | 0 | 0
GUNNING1 | NSW1 | Gunning WF | Acciona Energy | GENERATOR | Wind | Wind | 10.39 | 6.55 | 2.71 | 1.355 | 0 | 0 | 0
GUTHEGA | NSW1 | Guthega | Snowy Hydro | GENERATOR | Hydro | Hydro | 7.19 | 7.245 | 7.3 | 7.425 | 7.55 | 8.065 | 8.58
HALLWF1 | SA1 | Hallett 1 WF | AGL Energy | GENERATOR | Wind | Wind | 10.39 | 6.55 | 2.71 | 1.355 | 0 | 0 | 0
HALLWF2 | SA1 | Hallett 2 WF | AGL Energy | GENERATOR | Wind | Wind | 10.39 | 6.55 | 2.71 | 1.355 | 0 | 0 | 0
HAMISF1 | QLD1 | Hamilton Solar Farm | Edify Energy | GENERATOR | Solar | PV | 0 | 0 | 0 | 0 | 0 | 0 | 0
HAUGHT11 | QLD1 | Haughton Solar Farm | Pacific Hydro | GENERATOR | Solar | PV | 0 | 0 | 0 | 0 | 0 | 0 | 0
HAYMSF1 | QLD1 | Hayman Solar Farm | Edify Energy | GENERATOR | Solar | PV | 0 | 0 | 0 | 0 | 0 | 0 | 0
HBESSG1 | VIC1 | Hazelwood BESS | Engie | GENERATOR | Battery | Battery | 0 | 0 | 0 | 0 | 0 | 0 | 0
HDWF1 | SA1 | Hornsdale Wind Farm | Neoen | GENERATOR | Wind | Wind | 10.39 | 6.55 | 2.71 | 1.355 | 0 | 0 | 0
HDWF2 | SA1 | Hornsdale Wind Farm 2 | Neoen | GENERATOR | Wind | Wind | 10.39 | 6.55 | 2.71 | 1.355 | 0 | 0 | 0
HDWF3 | SA1 | Hornsdale Wind Farm 3 | Neoen | GENERATOR | Wind | Wind | 10.39 | 6.55 | 2.71 | 1.355 | 0 | 0 | 0
HEZ1 | NSW1 | Hunter Economic Zone | Snowy Hydro | GENERATOR | Diesel | Recip | 11.18 | 10.94 | 10.7 | 11.215 | 11.73 | 12.535 | 13.34
HILLSTN1 | NSW1 | Hillston Sun Farm | AMP Australia | GENERATOR | Solar | PV | 0 | 0 | 0 | 0 | 0 | 0 | 0
HPRG1 | SA1 | Hornsdale Power Reserve Unit 1 | Neoen | GENERATOR | Battery | Battery | 0 | 0 | 0 | 0 | 0 | 0 | 0
HUMENSW | NSW1 | Hume Dam NSW | Meridian Energy | GENERATOR | Hydro | Hydro | 7.19 | 7.245 | 7.3 | 7.425 | 7.55 | 8.065 | 8.58
HUMEV | VIC1 | Hume Dam VIC | Meridian Energy | GENERATOR | Hydro | Hydro | 7.19 | 7.245 | 7.3 | 7.425 | 7.55 | 8.065 | 8.58
HVGTS | NSW1 | Hunter Valley GT | AGL Energy | GENERATOR | Liquid | OCGT | 10.69 | 10.695 | 10.7 | 10.875 | 11.05 | 12.195 | 13.34
HVWWBA1G | SA1 | Happy Valley WTP | South Australian Water Corporation | GENERATOR | Battery | Battery | 0 | 0 | 0 | 0 | 0 | 0 | 0
HVWWPV1 | SA1 | Happy Valley WTP | South Australian Water Corporation | GENERATOR | Solar | PV | 0 | 0 | 0 | 0 | 0 | 0 | 0
HWPS1 | VIC1 | Hazelwood | Engie | GENERATOR | Coal-Brown | Boiler | 1.03 | 2.655 | 4.28 | 4.245 | 4.21 | 4.495 | 4.78
HWPS2 | VIC1 | Hazelwood | Engie | GENERATOR | Coal-Brown | Boiler | 1.03 | 2.655 | 4.28 | 4.245 | 4.21 | 4.495 | 4.78
HWPS3 | VIC1 | Hazelwood | Engie | GENERATOR | Coal-Brown | Boiler | 1.03 | 2.655 | 4.28 | 4.245 | 4.21 | 4.495 | 4.78
HWPS4 | VIC1 | Hazelwood | Engie | GENERATOR | Coal-Brown | Boiler | 1.03 | 2.655 | 4.28 | 4.245 | 4.21 | 4.495 | 4.78
HWPS5 | VIC1 | Hazelwood | Engie | GENERATOR | Coal-Brown | Boiler | 1.03 | 2.655 | 4.28 | 4.245 | 4.21 | 4.495 | 4.78
HWPS6 | VIC1 | Hazelwood | Engie | GENERATOR | Coal-Brown | Boiler | 1.03 | 2.655 | 4.28 | 4.245 | 4.21 | 4.495 | 4.78
HWPS7 | VIC1 | Hazelwood | Engie | GENERATOR | Coal-Brown | Boiler | 1.03 | 2.655 | 4.28 | 4.245 | 4.21 | 4.495 | 4.78
HWPS8 | VIC1 | Hazelwood | Engie | GENERATOR | Coal-Brown | Boiler | 1.03 | 2.655 | 4.28 | 4.245 | 4.21 | 4.495 | 4.78
JBUTTERS | TAS1 | John Butters | Hydro Tasmania | GENERATOR | Hydro | Hydro | 7.19 | 7.245 | 7.3 | 7.425 | 7.55 | 8.065 | 8.58
JEMALNG1 | NSW1 | Jemalong Solar Project | Genex Power | GENERATOR | Solar | PV | 0 | 0 | 0 | 0 | 0 | 0 | 0
JLA01 | VIC1 | Jeeralang A | EnergyAustralia | GENERATOR | Gas | OCGT | 10.69 | 10.695 | 10.7 | 7.56 | 4.42 | 8.495 | 12.57
JLA02 | VIC1 | Jeeralang A | EnergyAustralia | GENERATOR | Gas | OCGT | 10.69 | 10.695 | 10.7 | 7.56 | 4.42 | 8.495 | 12.57
JLA03 | VIC1 | Jeeralang A | EnergyAustralia | GENERATOR | Gas | OCGT | 10.69 | 10.695 | 10.7 | 7.56 | 4.42 | 8.495 | 12.57
JLA04 | VIC1 | Jeeralang A | EnergyAustralia | GENERATOR | Gas | OCGT | 10.69 | 10.695 | 10.7 | 7.56 | 4.42 | 8.495 | 12.57
JLB01 | VIC1 | Jeeralang B | EnergyAustralia | GENERATOR | Gas | OCGT | 10.69 | 10.695 | 10.7 | 7.56 | 4.42 | 8.495 | 12.57
JLB02 | VIC1 | Jeeralang B | EnergyAustralia | GENERATOR | Gas | OCGT | 10.69 | 10.695 | 10.7 | 7.56 | 4.42 | 8.495 | 12.57
JLB03 | VIC1 | Jeeralang B | EnergyAustralia | GENERATOR | Gas | OCGT | 10.69 | 10.695 | 10.7 | 7.56 | 4.42 | 8.495 | 12.57
JUNEESF1 | NSW1 | Junee Solar Farm | Metka EGN | GENERATOR | Solar | PV | 0 | 0 | 0 | 0 | 0 | 0 | 0
KABANWF1 | QLD1 | Kaban Wind Farm | Neoen | GENERATOR | Wind | Wind | 10.39 | 6.55 | 2.71 | 1.355 | 0 | 0 | 0
KAREEYA1 | QLD1 | Kareeya | CleanCo | GENERATOR | Hydro | Hydro | 7.19 | 7.245 | 7.3 | 7.425 | 7.55 | 8.065 | 8.58
KAREEYA2 | QLD1 | Kareeya | CleanCo | GENERATOR | Hydro | Hydro | 7.19 | 7.245 | 7.3 | 7.425 | 7.55 | 8.065 | 8.58
KAREEYA3 | QLD1 | Kareeya | CleanCo | GENERATOR | Hydro | Hydro | 7.19 | 7.245 | 7.3 | 7.425 | 7.55 | 8.065 | 8.58
KAREEYA4 | QLD1 | Kareeya | CleanCo | GENERATOR | Hydro | Hydro | 7.19 | 7.245 | 7.3 | 7.425 | 7.55 | 8.065 | 8.58
KARSF1 | VIC1 | Karadoc Solar Farm | BayWa r.e. | GENERATOR | Solar | PV | 0 | 0 | 0 | 0 | 0 | 0 | 0
KEPSF1 | QLD1 | Kennedy Energy Park | Windlab | GENERATOR | Solar | PV | 0 | 0 | 0 | 0 | 0 | 0 | 0
KEPWF1 | QLD1 | Kennedy Energy Park | Windlab | GENERATOR | Wind | Wind | 10.39 | 6.55 | 2.71 | 1.355 | 0 | 0 | 0
KIAMSF1 | VIC1 | Kiamal Solar Farm | Total Eren | GENERATOR | Solar | PV | 0 | 0 | 0 | 0 | 0 | 0 | 0
KIATAWF1 | VIC1 | Kiata Wind Farm | Windlab | GENERATOR | Wind | Wind | 10.39 | 6.55 | 2.71 | 1.355 | 0 | 0 | 0
KKGTS | NSW1 | Koolkhan GT | Eraring Energy | GENERATOR | Diesel | OCGT | 11.18 | 10.94 | 10.7 | 11.215 | 11.73 | 12.535 | 13.34
KPP_1 | QLD1 | Kogan Creek | CS Energy | GENERATOR | Coal-Black | Boiler | 0.51 | 2.395 | 4.28 | 4.35 | 4.42 | 4.72 | 5.02
KSP1 | QLD1 | Kidston Solar Project | Genex Power | GENERATOR | Solar | PV | 0 | 0 | 0 | 0 | 0 | 0 | 0
LADBROK1 | SA1 | Ladbroke Grove | Origin Energy | GENERATOR | Gas | OCGT | 10.69 | 10.695 | 10.7 | 7.56 | 4.42 | 8.495 | 12.57
LADBROK2 | SA1 | Ladbroke Grove | Origin Energy | GENERATOR | Gas | OCGT | 10.69 | 10.695 | 10.7 | 7.56 | 4.42 | 8.495 | 12.57
LAVNORTH | VIC1 | Laverton North | Snowy Hydro | GENERATOR | Gas | OCGT | 10.69 | 10.695 | 10.7 | 7.56 | 4.42 | 8.495 | 12.57
LBBG1 | SA1 | Lake Bonney BESS1 | Infigen Energy | GENERATOR | Battery | Battery | 0 | 0 | 0 | 0 | 0 | 0 | 0
LD01 | NSW1 | Liddell | AGL Energy | GENERATOR | Coal-Black | Boiler | 1.03 | 2.655 | 4.28 | 4.385 | 4.49 | 4.795 | 5.1
LD02 | NSW1 | Liddell | AGL Energy | GENERATOR | Coal-Black | Boiler | 1.03 | 2.655 | 4.28 | 4.385 | 4.49 | 4.795 | 5.1
LD03 | NSW1 | Liddell | AGL Energy | GENERATOR | Coal-Black | Boiler | 1.03 | 2.655 | 4.28 | 4.385 | 4.49 | 4.795 | 5.1
LD04 | NSW1 | Liddell | AGL Energy | GENERATOR | Coal-Black | Boiler | 1.03 | 2.655 | 4.28 | 4.385 | 4.49 | 4.795 | 5.1
LEM_WIL | TAS1 | Lemtme & Wilmot | Hydro Tasmania | GENERATOR | Hydro | Hydro | 7.19 | 7.245 | 7.3 | 7.425 | 7.55 | 8.065 | 8.58
LGAPWF1 | SA1 | Lincoln Gap Wind Farm | Lincoln Gap Wind Farm | GENERATOR | Wind | Wind | 10.39 | 6.55 | 2.71 | 1.355 | 0 | 0 | 0
LGAPWF2 | SA1 | Lincoln Gap Wind Farm | Nexif Energy | GENERATOR | Wind | Wind | 10.39 | 6.55 | 2.71 | 1.355 | 0 | 0 | 0
LI_WY_CA | TAS1 | Liap, Cata, Waya | Hydro Tasmania | GENERATOR | Hydro | Hydro | 7.19 | 7.245 | 7.3 | 7.425 | 7.55 | 8.065 | 8.58
LILYSF1 | QLD1 | Lilyvale Solar Farm | Ergon Energy | GENERATOR | Solar | PV | 0 | 0 | 0 | 0 | 0 | 0 | 0
LIMOSF11 | NSW1 | Limondale Solar Farm | Limondale Sun Farm | GENERATOR | Solar | PV | 0 | 0 | 0 | 0 | 0 | 0 | 0
LIMOSF21 | NSW1 | Limondale Solar Farm | Limondale Sun Farm | GENERATOR | Solar | PV | 0 | 0 | 0 | 0 | 0 | 0 | 0
LK_ECHO | TAS1 | Lake Echo | Hydro Tasmania | GENERATOR | Hydro | Hydro | 7.19 | 7.245 | 7.3 | 7.425 | 7.55 | 8.065 | 8.58
LKBONNY1 | SA1 | Lake Bonney 1 WF | Iberdrola Australia Energy Markets Pty Limited | GENERATOR | Wind | Wind | 10.39 | 6.55 | 2.71 | 1.355 | 0 | 0 | 0
LKBONNY2 | SA1 | Lake Bonney 2 WF | Iberdrola Australia Energy Markets Pty Limited | GENERATOR | Wind | Wind | 10.39 | 6.55 | 2.71 | 1.355 | 0 | 0 | 0
LKBONNY3 | SA1 | Lake Bonney 3 WF | Iberdrola Australia Energy Markets Pty Limited | GENERATOR | Wind | Wind | 10.39 | 6.55 | 2.71 | 1.355 | 0 | 0 | 0
LNGS1 | VIC1 | Laverton North | Snowy Hydro | GENERATOR | Gas | OCGT | 10.69 | 10.695 | 10.7 | 7.56 | 4.42 | 8.495 | 12.57
LNGS2 | VIC1 | Laverton North | Snowy Hydro | GENERATOR | Gas | OCGT | 10.69 | 10.695 | 10.7 | 7.56 | 4.42 | 8.495 | 12.57
LONSDALE | SA1 | Lonsdale | Snowy Hydro | GENERATOR | Liquid | Recip | 11.18 | 11.27 | 11.36 | 11.545 | 11.73 | 12.535 | 13.34
LOYYB1 | VIC1 | Loy Yang B | Alinta Energy | GENERATOR | Coal-Brown | Boiler | 1.03 | 2.655 | 4.28 | 4.245 | 4.21 | 4.495 | 4.78
LOYYB2 | VIC1 | Loy Yang B | Alinta Energy | GENERATOR | Coal-Brown | Boiler | 1.03 | 2.655 | 4.28 | 4.245 | 4.21 | 4.495 | 4.78
LYA1 | VIC1 | Loy Yang A | AGL Energy | GENERATOR | Coal-Brown | Boiler | 1.03 | 2.655 | 4.28 | 4.245 | 4.21 | 4.495 | 4.78
LYA2 | VIC1 | Loy Yang A | AGL Energy | GENERATOR | Coal-Brown | Boiler | 1.03 | 2.655 | 4.28 | 4.245 | 4.21 | 4.495 | 4.78
LYA3 | VIC1 | Loy Yang A | AGL Energy | GENERATOR | Coal-Brown | Boiler | 1.03 | 2.655 | 4.28 | 4.245 | 4.21 | 4.495 | 4.78
LYA4 | VIC1 | Loy Yang A | AGL Energy | GENERATOR | Coal-Brown | Boiler | 1.03 | 2.655 | 4.28 | 4.245 | 4.21 | 4.495 | 4.78
MACARTH1 | VIC1 | Macarthur WF | AGL Energy | GENERATOR | Wind | Wind | 10.39 | 6.55 | 2.71 | 1.355 | 0 | 0 | 0
MACKAYGT | QLD1 | Mackay GT | Stanwell Corporation | GENERATOR | Gas | OCGT | 10.69 | 10.695 | 10.7 | 10.875 | 11.05 | 11.05
MACKNTSH | TAS1 | Mackintosh | Hydro Tasmania | GENERATOR | Hydro | Hydro | 7.19 | 7.245 | 7.3 | 7.425 | 7.55 | 8.065 | 8.58
MANSLR1 | NSW1 | Manildra solar Farm | New Energy Solar | GENERATOR | Solar | PV | 0 | 0 | 0 | 0 | 0 | 0 | 0
MAPS2PV1 | SA1 | Mannum - Adelaide PS | South Australian Water Corporation | GENERATOR | Solar | PV | 0 | 0 | 0 | 0 | 0 | 0 | 0
MAPS3PV1 | SA1 | Mannum - Adelaide Pipeline Pumping Station | South Australian Water Corporation� | GENERATOR | Solar | PV | 0 | 0 | 0 | 0 | 0 | 0 | 0
MARYRSF1 | QLD1 | Maryrorough Solar Farm | Diamond Energy | GENERATOR | Solar | PV | 0 | 0 | 0 | 0 | 0 | 0 | 0
MBPS2PV1 | SA1 | Murray Bridge-Onkaparinga Pipeline Pumping Station No 2 | South Australian Water Corporation | GENERATOR | Solar | PV | 0 | 0 | 0 | 0 | 0 | 0 | 0
MCKAY1 | VIC1 | Mckay | AGL Energy | GENERATOR | Hydro | Hydro | 7.19 | 7.245 | 7.3 | 7.425 | 7.55 | 8.065 | 8.58
MCKAY2 | VIC1 | Mckay | AGL Energy | GENERATOR | Hydro | Hydro | 7.19 | 7.245 | 7.3 | 7.425 | 7.55 | 8.065 | 8.58
MEADOWBK | TAS1 | Meadowbank | Hydro Tasmania | GENERATOR | Hydro | Hydro | 7.19 | 7.245 | 7.3 | 7.425 | 7.55 | 8.065 | 8.58
MERCER01 | VIC1 | Mt Mercer WF | Meridian Energy | GENERATOR | Wind | Wind | 10.39 | 6.55 | 2.71 | 1.355 | 0 | 0 | 0
METZSF1 | NSW1 | Metz Solar Farm | Metz ProjectCo Pty Ltd As The Trustee For Metz ProjectCo Trust | GENERATOR | Solar | PV | 0 | 0 | 0 | 0 | 0 | 0 | 0
MEWF1 | QLD1 | Mount Emerald Wind Farm | Ergon Energy | GENERATOR | Wind | Wind | 10.39 | 6.55 | 2.71 | 1.355 | 0 | 0 | 0
MIDDLSF1 | QLD1 | Middlemount Sun Farm | SUSI Partners | GENERATOR | Solar | PV | 0 | 0 | 0 | 0 | 0 | 0 | 0
MINTARO | SA1 | Mintaro | Engie | GENERATOR | Gas | OCGT | 10.69 | 10.695 | 10.7 | 10.875 | 11.05 | 11.81 | 12.57
MM3 | NSW1 | Munmorah | Delta Electricity | GENERATOR | Coal-Black | Boiler | 1.03 | 2.655 | 4.28 | 4.385 | 4.49 | 4.795 | 5.1
MM4 | NSW1 | Munmorah | Delta Electricity | GENERATOR | Coal-Black | Boiler | 1.03 | 2.655 | 4.28 | 4.385 | 4.49 | 4.795 | 5.1
MOLNGSF1 | NSW1 | Molong Solar Farm | AMP Australia | GENERATOR | Solar | PV | 0 | 0 | 0 | 0 | 0 | 0 | 0
MOORAWF1 | VIC1 | Moorabool Wind Farm | Goldwind | GENERATOR | Wind | Wind | 10.39 | 6.55 | 2.71 | 1.355 | 0 | 0 | 0
MOR1 | VIC1 | Morwell | Energy Brix | GENERATOR | Coal-Brown | Boiler | 1.03 | 2.655 | 4.28 | 4.245 | 4.21 | 4.495 | 4.78
MOR2 | VIC1 | Morwell | Energy Brix | GENERATOR | Coal-Brown | Boiler | 1.03 | 2.655 | 4.28 | 4.245 | 4.21 | 4.495 | 4.78
MOR3 | VIC1 | Morwell | Energy Brix | GENERATOR | Coal-Brown | Boiler | 1.03 | 2.655 | 4.28 | 4.245 | 4.21 | 4.495 | 4.78
MOREESF1 | NSW1 | Moree Solar Farm | FRV | GENERATOR | Solar | PV | 0 | 0 | 0 | 0 | 0 | 0 | 0
MORTLK11 | VIC1 | Mortlake | Origin Energy | GENERATOR | Gas | OCGT | 10.69 | 10.695 | 10.7 | 10.875 | 11.05 | 11.81 | 12.57
MORTLK12 | VIC1 | Mortlake | Origin Energy | GENERATOR | Gas | OCGT | 10.69 | 10.695 | 10.7 | 10.875 | 11.05 | 11.81 | 12.57
MOUSF1 | QLD1 | Moura Solar Farm | Moura Solar Farm SPV Pty Ltd ATF Moura Solar Farm Unit Trust | GENERATOR | Solar | PV | 0 | 0 | 0 | 0 | 0 | 0 | 0
MP1 | NSW1 | Mt Piper | EnergyAustralia | GENERATOR | Coal-Black | Boiler | 1.03 | 2.655 | 4.28 | 4.385 | 4.49 | 4.795 | 5.1
MP2 | NSW1 | Mt Piper | EnergyAustralia | GENERATOR | Coal-Black | Boiler | 1.03 | 2.655 | 4.28 | 4.385 | 4.49 | 4.795 | 5.1
MPP_1 | QLD1 | Millmerran | InterGen | GENERATOR | Coal-Black | Boiler | 3.18 | 3.73 | 4.28 | 4.35 | 4.42 | 4.72 | 5.02
MPP_2 | QLD1 | Millmerran | InterGen | GENERATOR | Coal-Black | Boiler | 3.18 | 3.73 | 4.28 | 4.35 | 4.42 | 4.72 | 5.02
MRIDGE | QLD1 | Swanbank | CS Energy | GENERATOR | Diesel | OCGT | 7.19 | 7.34 | 7.49 | 9.27 | 11.05 | 11.81 | 12.57
MRTLSWF1 | VIC1 | Mortlake South Wind Farm | Mortlake South Wind Farm Pty Ltd | GENERATOR | Wind | Wind | 10.39 | 6.55 | 2.71 | 1.355 | 0 | 0 | 0
MSTUART1 | QLD1 | Mt Stuart | Origin Energy | GENERATOR | Diesel | OCGT | 10.69 | 10.695 | 10.7 | 10.875 | 11.05 | 11.81 | 12.57
MSTUART2 | QLD1 | Mt Stuart | Origin Energy | GENERATOR | Diesel | OCGT | 10.69 | 10.695 | 10.7 | 10.875 | 11.05 | 11.81 | 12.57
MSTUART3 | QLD1 | Mt Stuart | Origin Energy | GENERATOR | Diesel | OCGT | 10.69 | 10.695 | 10.7 | 10.875 | 11.05 | 11.81 | 12.57
MTGELWF1 | VIC1 | Mt Gellibrand WF | Acciona Energy | GENERATOR | Wind | Wind | 10.39 | 6.55 | 2.71 | 1.355 | 0 | 0 | 0
MTMILLAR | SA1 | Mount Millar WF | Meridian Energy | GENERATOR | Wind | Wind | 10.39 | 6.55 | 2.71 | 1.355 | 0 | 0 | 0
MURRAY | VIC1 | Murray | Snowy Hydro | GENERATOR | Hydro | Hydro | 7.19 | 7.245 | 7.3 | 7.425 | 7.55 | 8.065 | 8.58
MUSSELR1 | TAS1 | Musselroe WF | Hydro Tasmania | GENERATOR | Wind | Wind | 10.39 | 6.55 | 2.71 | 1.355 | 0 | 0 | 0
MUWAWF1 | VIC1 | Murra Warra WF | Telstra Energy | GENERATOR | Wind | Wind | 10.39 | 6.55 | 2.71 | 1.355 | 0 | 0 | 0
MUWAWF2 | VIC1 | Murra Warra Wind Farm Stage 2 | Murra Warra II Project Co Pty Ltd ATF The Murra Warra II Project Trust | GENERATOR | Wind | Wind | 10.39 | 6.55 | 2.71 | 1.355 | 0 | 0 | 0
MWPS1PV1 | SA1 | Morgan-Whyalla PS1 | South Australian Water Corporation | GENERATOR | Solar | PV | 0 | 0 | 0 | 0 | 0 | 0 | 0
MWPS2PV1 | SA1 | Morgan-Whyalla PS2 | South Australian Water Corporation | GENERATOR | Solar | PV | 0 | 0 | 0 | 0 | 0 | 0 | 0
MWPS3PV1 | SA1 | Morgan-Whyalla PS3 | South Australian Water Corporation | GENERATOR | Solar | PV | 0 | 0 | 0 | 0 | 0 | 0 | 0
MWPS4PV1 | SA1 | Morgan-Whyalla PS4 | South Australian Water Corporation | GENERATOR | Solar | PV | 0 | 0 | 0 | 0 | 0 | 0 | 0
NBHWF1 | SA1 | North Brown Hill WF | AGL Energy | GENERATOR | Wind | Wind | 10.39 | 6.55 | 2.71 | 1.355 | 0 | 0 | 0
NEVERSF1 | NSW1 | NEVERTIRE SOLAR FARM | Elliott Green Power | GENERATOR | Solar | PV | 0 | 0 | 0 | 0 | 0 | 0 | 0
NEWENSF1 | NSW1 | New England Solar Farm | Acen Australia | GENERATOR | Solar | PV | 0 | 0 | 0 | 0 | 0 | 0 | 0
NEWENSF2 | NSW1 | New England Solar Farm | NESF Pty Ltd As Trustee Of The New England Solar Project Trust | GENERATOR | Solar | PV | 0 | 0 | 0 | 0 | 0 | 0 | 0
NGTS | NSW1 | Northern GT | Eraring Energy | GENERATOR | Diesel | OCGT | 11.18 | 10.94 | 10.7 | 11.215 | 11.73 | 12.535 | 13.34
NPS | VIC1 | Newport | EnergyAustralia | GENERATOR | Gas | Boiler | 12.84 | 7.605 | 2.37 | 2.405 | 2.44 | 2.61 | 2.78
NPS1 | SA1 | Northern | Alinta Energy | GENERATOR | Coal-Brown | Boiler | 1.03 | 2.655 | 4.28 | 4.245 | 4.21 | 4.495 | 4.78
NPS2 | SA1 | Northern | Alinta Energy | GENERATOR | Coal-Brown | Boiler | 1.03 | 2.655 | 4.28 | 4.245 | 4.21 | 4.495 | 4.78
NUMURSF1 | VIC1 | Numurkah Solar Farm | Neoen | GENERATOR | Solar | PV | 0 | 0 | 0 | 0 | 0 | 0 | 0
NYNGAN1 | NSW1 | Nyngan | AGL Energy | GENERATOR | Solar | PV | 0 | 0 | 0 | 0 | 0 | 0 | 0
OAKEY1 | QLD1 | Oakey | ERM Power | GENERATOR | Gas | OCGT | 10.69 | 10.695 | 10.7 | 10.875 | 11.05 | 11.81 | 12.57
OAKEY1SF | QLD1 | Oakey 1 Solar Farm | Diamond Energy | GENERATOR | Solar | PV | 0 | 0 | 0 | 0 | 0 | 0 | 0
OAKEY2 | QLD1 | Oakey | ERM Power | GENERATOR | Gas | OCGT | 10.69 | 10.695 | 10.7 | 10.875 | 11.05 | 11.81 | 12.57
OAKEY2SF | QLD1 | Oakey 2 Solar Farm | Diamond Energy | GENERATOR | Solar | PV | 0 | 0 | 0 | 0 | 0 | 0 | 0
OAKLAND1 | VIC1 | Oaklands Hill WF | AGL Energy | GENERATOR | Wind | Wind | 10.39 | 6.55 | 2.71 | 1.355 | 0 | 0 | 0
OSB-AG | SA1 | Osborne | Origin Energy | GENERATOR | Gas | CCGT | 7.19 | 7.34 | 7.49 | 7.615 | 7.74 | 8.265 | 8.79
OSB01 | SA1 | Osborne | Flinders Operating Services | GENERATOR |  |  |  | #DIV/0! |  | #DIV/0! |  | #DIV/0!
OSB02 | SA1 | Osborne | Flinders Operating Services | GENERATOR |  |  |  | #DIV/0! |  | #DIV/0! |  | #DIV/0!
PAREPS1 | SA1 | Port Augusta Renewable Energy Park | Iberdrola Australia Energy Markets Pty Limited | GENERATOR | Solar | PV | 0 | 0 | 0 | 0 | 0 | 0 | 0
PAREPW1 | SA1 | Port Augusta Renewable Energy Park | Iberdrola Australia Energy Markets Pty Limited | GENERATOR | Wind | Wind | 10.39 | 6.55 | 2.71 | 1.355 | 0 | 0 | 0
PARSF1 | NSW1 | Parkes Solar Farm | Neoen | GENERATOR | Solar | PV | 0 | 0 | 0 | 0 | 0 | 0 | 0
PIBESSG1 | VIC1 | Phillip�Island BESS | Mondo Power | GENERATOR | Battery | Battery | 0 | 0 | 0 | 0 | 0 | 0 | 0
PLAYB-AG | SA1 | Playford | Alinta Energy | GENERATOR | Coal-Brown | Boiler | 1.03 | 2.655 | 4.28 | 4.245 | 4.21 | 4.495 | 4.78
PLAYFB1 | SA1 | Playford | Flinders Operating Services | GENERATOR |  |  |  | #DIV/0! |  | #DIV/0! |  | #DIV/0!
PLAYFB2 | SA1 | Playford | Flinders Operating Services | GENERATOR |  |  |  | #DIV/0! |  | #DIV/0! |  | #DIV/0!
PLAYFB3 | SA1 | Playford | Flinders Operating Services | GENERATOR |  |  |  | #DIV/0! |  | #DIV/0! |  | #DIV/0!
PLAYFB4 | SA1 | Playford | Flinders Operating Services | GENERATOR |  |  |  | #DIV/0! |  | #DIV/0! |  | #DIV/0!
POAT110 | TAS1 | Poatina 110kv | Hydro Tasmania | GENERATOR | Hydro | Hydro | 7.19 | 7.245 | 7.3 | 7.425 | 7.55 | 8.065 | 8.58
POAT220 | TAS1 | Poatina 220kv | Hydro Tasmania | GENERATOR | Hydro | Hydro | 7.19 | 7.245 | 7.3 | 7.425 | 7.55 | 8.065 | 8.58
POR01 | SA1 | Port Lincoln | Engie | GENERATOR | Diesel | OCGT | 10.69 | 10.695 | 10.7 | 11.215 | 11.73 | 12.15 | 12.57
POR03 | SA1 | Port Lincoln | Engie | GENERATOR | Diesel | OCGT | 10.69 | 10.695 | 10.7 | 11.215 | 11.73 | 12.15 | 12.57
PPCCGT | SA1 | Pelican Point | Engie | GENERATOR | Gas | CCGT | 7.19 | 7.34 | 7.49 | 7.615 | 7.74 | 8.265 | 8.79
PTSTAN1 | SA1 | Pt Stanvac | Snowy Hydro | GENERATOR | Diesel | Recip | 11.18 | 11.27 | 11.36 | 11.545 | 11.73 | 12.535 | 13.34
QBYNBG1 | NSW1 | Queanbeyan BESS | Berrybank 2 Asset Pty Ltd As The Trustee For Berrybank 2 Asset Trust | GENERATOR | Battery | Battery | 0 | 0 | 0 | 0 | 0 | 0 | 0
QPS1 | SA1 | Quarantine | Origin Energy | GENERATOR | Gas | OCGT | 10.69 | 10.695 | 10.7 | 10.875 | 11.05 | 11.81 | 12.57
QPS2 | SA1 | Quarantine | Origin Energy | GENERATOR | Gas | OCGT | 10.69 | 10.695 | 10.7 | 10.875 | 11.05 | 11.81 | 12.57
QPS3 | SA1 | Quarantine | Origin Energy | GENERATOR | Gas | OCGT | 10.69 | 10.695 | 10.7 | 10.875 | 11.05 | 11.81 | 12.57
QPS4 | SA1 | Quarantine | Origin Energy | GENERATOR | Gas | OCGT | 10.69 | 10.695 | 10.7 | 10.875 | 11.05 | 11.81 | 12.57
QPS5 | SA1 | Quarantine | Origin Energy | GENERATOR | Gas | OCGT | 10.69 | 10.695 | 10.7 | 10.875 | 11.05 | 11.81 | 12.57
REECE1 | TAS1 | Reece | Hydro Tasmania | GENERATOR | Hydro | Hydro | 7.19 | 7.245 | 7.3 | 7.425 | 7.55 | 8.065 | 8.58
REECE2 | TAS1 | Reece | Hydro Tasmania | GENERATOR | Hydro | Hydro | 7.19 | 7.245 | 7.3 | 7.425 | 7.55 | 8.065 | 8.58
RESS1G | NSW1 | Riverina BESS 1 | Shell Energy Retail Pty Ltd | GENERATOR | Battery | Battery | 0 | 0 | 0 | 0 | 0 | 0 | 0
RIVNBG2 | NSW1 | Riverena Energy Storage System 2 | EnergyAustralia Pty Ltd | GENERATOR | Battery | Battery | 0 | 0 | 0 | 0 | 0 | 0 | 0
ROMA_7 | QLD1 | Roma | Origin Energy | GENERATOR | Gas | OCGT | 10.69 | 10.695 | 10.7 | 10.875 | 11.05 | 11.81 | 12.57
ROMA_8 | QLD1 | Roma | Origin Energy | GENERATOR | Gas | OCGT | 10.69 | 10.695 | 10.7 | 10.875 | 11.05 | 11.81 | 12.57
RRSF1 | QLD1 | Ross River Solar Farm | Ross River Operations | GENERATOR | Solar | PV | 0 | 0 | 0 | 0 | 0 | 0 | 0
RUGBYR1 | QLD1 | Rugby Run Solar Farm | Alinta Energy | GENERATOR | Solar | PV | 0 | 0 | 0 | 0 | 0 | 0 | 0
RYEPARK1 | NSW1 | Rye Park Renewable Energy | Tilt Renewables | GENERATOR | Wind | Wind | 10.39 | 6.55 | 2.71 | 1.355 | 0 | 0 | 0
SALTCRK1 | VIC1 | Salt Creek Wind Farm | Tilt Renewables | GENERATOR | Wind | Wind | 10.39 | 6.55 | 2.71 | 1.355 | 0 | 0 | 0
SAPHWF1 | NSW1 | Sapphire Wind Farm Phase 1 | Sapphire Wind Farm | GENERATOR | Wind | Wind | 10.39 | 6.55 | 2.71 | 1.355 | 0 | 0 | 0
SATGS1 | SA1 | Temporary Generation South | Infigen Energy | GENERATOR | Diesel | OCGT | 11.18 | 11.27 | 11.36 | 7.805 | 4.25 | 8.795 | 13.34
SEBSF1 | NSW1 | Sebastopol SF | FRV | GENERATOR | Solar | PV | 0 | 0 | 0 | 0 | 0 | 0 | 0
SHGEN | NSW1 | Shoalhaven | Origin Energy | GENERATOR | Hydro | Hydro | 7.19 | 7.245 | 7.3 | 7.425 | 7.55 | 8.065 | 8.58
SITHE01 | NSW1 | Smithfield | Infigen Energy | GENERATOR | Gas | OCGT | 7.19 | 8.945 | 10.7 | 10.875 | 11.05 | 11.81 | 12.57
SMCSF1 | QLD1 | Sun Metals Solar Farm | Sun Metals | GENERATOR | Solar | PV | 0 | 0 | 0 | 0 | 0 | 0 | 0
SNAPPER1 | SA1 | Snapper Point Power Station | Nexif Energy | GENERATOR | Gas | OCGT | 10.69 | 10.695 | 10.7 | 7.475 | 4.25 | 8.54 | 12.83
SNOWNTH1 | SA1 | Snowtown North WF | Trustpower | GENERATOR | Wind | Wind | 10.39 | 6.55 | 2.71 | 1.355 | 0 | 0 | 0
SNOWSTH1 | SA1 | Snowtown South WF | Trustpower | GENERATOR | Wind | Wind | 10.39 | 6.55 | 2.71 | 1.355 | 0 | 0 | 0
SNOWTWN1 | SA1 | Snowtown WF | Trustpower | GENERATOR | Wind | Wind | 10.39 | 6.55 | 2.71 | 1.355 | 0 | 0 | 0
SNOWY1 | NSW1 | Snowy | Snowy Hydro | GENERATOR | Hydro | Hydro | 7.19 | 7.245 | 7.3 | 7.425 | 7.55 | 8.065 | 8.58
SNOWY2 | NSW1 | Snowy | Snowy Hydro | GENERATOR | Hydro | Hydro | 7.19 | 7.245 | 7.3 | 7.425 | 7.55 | 8.065 | 8.58
SNOWY3 | NSW1 | Snowy | Snowy Hydro | GENERATOR | Hydro | Hydro | 7.19 | 7.245 | 7.3 | 7.425 | 7.55 | 8.065 | 8.58
SNOWY4 | NSW1 | Snowy | Snowy Hydro | GENERATOR | Hydro | Hydro | 7.19 | 7.245 | 7.3 | 7.425 | 7.55 | 8.065 | 8.58
SNOWY5 | NSW1 | Snowy | Snowy Hydro | GENERATOR | Hydro | Hydro | 7.19 | 7.245 | 7.3 | 7.425 | 7.55 | 8.065 | 8.58
SNOWY6 | NSW1 | Snowy | Snowy Hydro | GENERATOR | Hydro | Hydro | 7.19 | 7.245 | 7.3 | 7.425 | 7.55 | 8.065 | 8.58
SNUG1 | SA1 | Snuggery | Engie | GENERATOR | Liquid | OCGT | 10.69 | 10.695 | 10.7 | 11.215 | 11.73 | 12.15 | 12.57
SRSF1 | QLD1 | Susan River Solar Farm | Elliott Green Power | GENERATOR | Solar | PV | 0 | 0 | 0 | 0 | 0 | 0 | 0
STAN-1 | QLD1 | Stanwell | Stanwell Corporation | GENERATOR | Coal-Black | Boiler | 3.18 | 3.73 | 4.28 | 4.35 | 4.42 | 4.72 | 5.02
STAN-2 | QLD1 | Stanwell | Stanwell Corporation | GENERATOR | Coal-Black | Boiler | 3.18 | 3.73 | 4.28 | 4.35 | 4.42 | 4.72 | 5.02
STAN-3 | QLD1 | Stanwell | Stanwell Corporation | GENERATOR | Coal-Black | Boiler | 3.18 | 3.73 | 4.28 | 4.35 | 4.42 | 4.72 | 5.02
STAN-4 | QLD1 | Stanwell | Stanwell Corporation | GENERATOR | Coal-Black | Boiler | 3.18 | 3.73 | 4.28 | 4.35 | 4.42 | 4.72 | 5.02
STARHLWF | SA1 | Starfish Hill WF | Ratch Australia | GENERATOR | Wind | Wind | 10.39 | 6.55 | 2.71 | 1.355 | 0 | 0 | 0
STOCKYD1 | VIC1 | Stockyard Hill Wind Farm | Goldwind | GENERATOR | Wind | Wind | 10.39 | 6.55 | 2.71 | 1.355 | 0 | 0 | 0
STWF1 | NSW1 | Silverton Wind Farm | AGL Energy | GENERATOR | Wind | Wind | 10.39 | 6.55 | 2.71 | 1.355 | 0 | 0 | 0
SUNRSF1 | NSW1 | Sunraysia Solar Farm | John Laing and Maoneng | GENERATOR | Solar | PV | 0 | 0 | 0 | 0 | 0 | 0 | 0
SUNTPSF1 | NSW1 | Suntop Solar Farm | Canadian Solar | GENERATOR | Solar | PV | 0 | 0 | 0 | 0 | 0 | 0 | 0
SWAN_A_1 | QLD1 | Swanbank | CS Energy | GENERATOR | Coal-Black | Boiler | 1.03 | 2.655 | 4.28 | 4.35 | 4.42 | 4.72 | 5.02
SWAN_A_2 | QLD1 | Swanbank | CS Energy | GENERATOR | Coal-Black | Boiler | 1.03 | 2.655 | 4.28 | 4.35 | 4.42 | 4.72 | 5.02
SWAN_A_3 | QLD1 | Swanbank | CS Energy | GENERATOR | Coal-Black | Boiler | 1.03 | 2.655 | 4.28 | 4.35 | 4.42 | 4.72 | 5.02
SWAN_A_4 | QLD1 | Swanbank | CS Energy | GENERATOR | Coal-Black | Boiler | 1.03 | 2.655 | 4.28 | 4.35 | 4.42 | 4.72 | 5.02
SWAN_A_5 | QLD1 | Swanbank | CS Energy | GENERATOR | Coal-Black | Boiler | 1.03 | 2.655 | 4.28 | 4.35 | 4.42 | 4.72 | 5.02
SWAN_A_6 | QLD1 | Swanbank | CS Energy | GENERATOR | Coal-Black | Boiler | 1.03 | 2.655 | 4.28 | 4.35 | 4.42 | 4.72 | 5.02
SWAN_B_1 | QLD1 | Swanbank | Stanwell Corporation | GENERATOR | Coal-Black | Boiler | 1.03 | 2.655 | 4.28 | 4.35 | 4.42 | 4.72 | 5.02
SWAN_B_2 | QLD1 | Swanbank | Stanwell Corporation | GENERATOR | Coal-Black | Boiler | 1.03 | 2.655 | 4.28 | 4.35 | 4.42 | 4.72 | 5.02
SWAN_B_3 | QLD1 | Swanbank | Stanwell Corporation | GENERATOR | Coal-Black | Boiler | 1.03 | 2.655 | 4.28 | 4.35 | 4.42 | 4.72 | 5.02
SWAN_B_4 | QLD1 | Swanbank | Stanwell Corporation | GENERATOR | Coal-Black | Boiler | 1.03 | 2.655 | 4.28 | 4.35 | 4.42 | 4.72 | 5.02
SWAN_C | QLD1 | Swanbank | CS Energy | GENERATOR | Gas | OCGT | 7.19 | 8.945 | 10.7 | 10.875 | 11.05 | 11.81 | 12.57
SWAN_D | QLD1 | Swanbank | CS Energy | GENERATOR | Gas | OCGT | 7.19 | 8.945 | 10.7 | 10.875 | 11.05 | 11.81 | 12.57
SWAN_E | QLD1 | Swanbank | CleanCo | GENERATOR | Gas | CCGT | 7.19 | 7.34 | 7.49 | 7.615 | 7.74 | 8.265 | 8.79
TALWA1 | NSW1 | Tallawarra | EnergyAustralia | GENERATOR | Gas | CCGT | 7.19 | 7.34 | 7.49 | 7.615 | 7.74 | 8.265 | 8.79
TALWB1 | NSW1 | Tallawarra B | EnergyAustralia | GENERATOR | Gas | CCGT | 7.19 | 7.34 | 7.49 | 7.615 | 7.74 | 7.775 | 7.81
TARALGA1 | NSW1 | Taralga WF | Taralga Wind Farm | GENERATOR | Wind | Wind | 10.39 | 6.55 | 2.71 | 1.355 | 0 | 0 | 0
TARONG#1 | QLD1 | Tarong | Stanwell Corporation | GENERATOR | Coal-Black | Boiler | 3.18 | 3.73 | 4.28 | 4.35 | 4.42 | 4.72 | 5.02
TARONG#2 | QLD1 | Tarong | Stanwell Corporation | GENERATOR | Coal-Black | Boiler | 3.18 | 3.73 | 4.28 | 4.35 | 4.42 | 4.72 | 5.02
TARONG#3 | QLD1 | Tarong | Stanwell Corporation | GENERATOR | Coal-Black | Boiler | 3.18 | 3.73 | 4.28 | 4.35 | 4.42 | 4.72 | 5.02
TARONG#4 | QLD1 | Tarong | Stanwell Corporation | GENERATOR | Coal-Black | Boiler | 3.18 | 3.73 | 4.28 | 4.35 | 4.42 | 4.72 | 5.02
TARRALEA | TAS1 | Tarralea | Hydro Tasmania | GENERATOR | Hydro | Hydro | 7.19 | 7.245 | 7.3 | 7.425 | 7.55 | 8.065 | 8.58
TB2BG1 | SA1 | Tailem Bend 2 Hybrid Renewable Power Station | Vena Energy | GENERATOR | Battery | Battery | 0 | 0 | 0 | 0 | 0 | 0 | 0
TB2SF1 | SA1 | Tailem Bend 2 Hybrid Project | Vena Energy | GENERATOR | Solar | PV | 0 | 0 | 0 | 0 | 0 | 0 | 0
TBSF1 | SA1 | Tailem Bend SF1 | Vena Energy Services | GENERATOR | Solar | PV | 0 | 0 | 0 | 0 | 0 | 0 | 0
TIBG1 | SA1 | Torrens Island BESS | AGL Energy | GENERATOR | Battery | Battery | 0 | 0 | 0 | 0 | 0 | 0 | 0
TNPS1 | QLD1 | Tarong North | Stanwell Corporation | GENERATOR | Coal-Black | Boiler | 1.03 | 2.655 | 4.28 | 4.35 | 4.42 | 4.72 | 5.02
TORRA1 | SA1 | Torrens Island | AGL Energy | GENERATOR | Gas | Boiler | 2.16 | 2.265 | 2.37 | 2.405 | 2.44 | 2.61 | 2.78
TORRA2 | SA1 | Torrens Island | AGL Energy | GENERATOR | Gas | Boiler | 2.16 | 2.265 | 2.37 | 2.405 | 2.44 | 2.61 | 2.78
TORRA3 | SA1 | Torrens Island | AGL Energy | GENERATOR | Gas | Boiler | 2.16 | 2.265 | 2.37 | 2.405 | 2.44 | 2.61 | 2.78
TORRA4 | SA1 | Torrens Island | AGL Energy | GENERATOR | Gas | Boiler | 2.16 | 2.265 | 2.37 | 2.405 | 2.44 | 2.61 | 2.78
TORRB1 | SA1 | Torrens Island | AGL Energy | GENERATOR | Gas | Boiler | 2.16 | 2.265 | 2.37 | 2.405 | 2.44 | 2.61 | 2.78
TORRB2 | SA1 | Torrens Island | AGL Energy | GENERATOR | Gas | Boiler | 2.16 | 2.265 | 2.37 | 2.405 | 2.44 | 2.61 | 2.78
TORRB3 | SA1 | Torrens Island | AGL Energy | GENERATOR | Gas | Boiler | 2.16 | 2.265 | 2.37 | 2.405 | 2.44 | 2.61 | 2.78
TORRB4 | SA1 | Torrens Island | AGL Energy | GENERATOR | Gas | Boiler | 2.16 | 2.265 | 2.37 | 2.405 | 2.44 | 2.61 | 2.78
TREVALLN | TAS1 | Trevallyn | Hydro Tasmania | GENERATOR | Hydro | Hydro | 7.19 | 7.245 | 7.3 | 7.425 | 7.55 | 8.065 | 8.58
TRIBUTE | TAS1 | Tribute | Hydro Tasmania | GENERATOR | Hydro | Hydro | 7.19 | 7.245 | 7.3 | 7.425 | 7.55 | 8.065 | 8.58
TUMUT3 | NSW1 | Tumut | Snowy Hydro | GENERATOR | Hydro | Hydro | 7.19 | 7.245 | 7.3 | 7.425 | 7.55 | 8.065 | 8.58
TUNGATIN | TAS1 | Tungatinah | Hydro Tasmania | GENERATOR | Hydro | Hydro | 7.19 | 7.245 | 7.3 | 7.425 | 7.55 | 8.065 | 8.58
TVCC201 | TAS1 | Tamar Valley CCGT | Hydro Tasmania | GENERATOR | Gas | CCGT | 10.69 | 9.09 | 7.49 | 7.615 | 7.74 | 8.265 | 8.79
TVPP104 | TAS1 | Tamar Valley GT | Hydro Tasmania | GENERATOR | Gas | OCGT | 10.69 | 10.695 | 10.7 | 10.875 | 11.05 | 11.81 | 12.57
UPPTUMUT | NSW1 | Upper Tumut | Snowy Hydro | GENERATOR | Hydro | Hydro | 7.19 | 7.245 | 7.3 | 7.425 | 7.55 | 8.065 | 8.58
URANQ11 | NSW1 | Uranquinty | Origin Energy | GENERATOR | Gas | OCGT | 10.69 | 10.695 | 10.7 | 10.875 | 11.05 | 11.81 | 12.57
URANQ12 | NSW1 | Uranquinty | Origin Energy | GENERATOR | Gas | OCGT | 10.69 | 10.695 | 10.7 | 10.875 | 11.05 | 11.81 | 12.57
URANQ13 | NSW1 | Uranquinty | Origin Energy | GENERATOR | Gas | OCGT | 10.69 | 10.695 | 10.7 | 10.875 | 11.05 | 11.81 | 12.57
URANQ14 | NSW1 | Uranquinty | Origin Energy | GENERATOR | Gas | OCGT | 10.69 | 10.695 | 10.7 | 10.875 | 11.05 | 11.81 | 12.57
VBBG1 | VIC1 | Victorian Big Battery | Neoen | GENERATOR | Battery | Battery | 0 | 0 | 0 | 0 | 0 | 0 | 0
VP5 | NSW1 | Vales Point | Delta Electricity | GENERATOR | Coal-Black | Boiler | 1.03 | 2.655 | 4.28 | 4.385 | 4.49 | 4.795 | 5.1
VP6 | NSW1 | Vales Point | Delta Electricity | GENERATOR | Coal-Black | Boiler | 1.03 | 2.655 | 4.28 | 4.385 | 4.49 | 4.795 | 5.1
VPGS | VIC1 | Valley Power | Snowy Hydro | GENERATOR | Gas | OCGT | 10.69 | 10.695 | 10.7 | 10.875 | 11.05 | 11.81 | 12.57
VPGS1 | VIC1 | Valley Power | Snowy Hydro | GENERATOR | Gas | OCGT | 10.69 | 10.695 | 10.7 | 10.875 | 11.05 | 11.81 | 12.57
VPGS2 | VIC1 | Valley Power | Snowy Hydro | GENERATOR | Gas | OCGT | 10.69 | 10.695 | 10.7 | 10.875 | 11.05 | 11.81 | 12.57
VPGS3 | VIC1 | Valley Power | Snowy Hydro | GENERATOR | Gas | OCGT | 10.69 | 10.695 | 10.7 | 10.875 | 11.05 | 11.81 | 12.57
VPGS4 | VIC1 | Valley Power | Snowy Hydro | GENERATOR | Gas | OCGT | 10.69 | 10.695 | 10.7 | 10.875 | 11.05 | 11.81 | 12.57
VPGS5 | VIC1 | Valley Power | Snowy Hydro | GENERATOR | Gas | OCGT | 10.69 | 10.695 | 10.7 | 10.875 | 11.05 | 11.81 | 12.57
VPGS6 | VIC1 | Valley Power | Snowy Hydro | GENERATOR | Gas | OCGT | 10.69 | 10.695 | 10.7 | 10.875 | 11.05 | 11.81 | 12.57
W/HOE#1 | QLD1 | Wivenhoe | CleanCo | GENERATOR | Hydro | Hydro | 7.19 | 7.245 | 7.3 | 7.425 | 7.55 | 8.065 | 8.58
W/HOE#2 | QLD1 | Wivenhoe | CleanCo | GENERATOR | Hydro | Hydro | 7.19 | 7.245 | 7.3 | 7.425 | 7.55 | 8.065 | 8.58
WAGGNSF1 | NSW1 | Wagga North Solar Farm | Metka EGN | GENERATOR | Solar | PV | 0 | 0 | 0 | 0 | 0 | 0 | 0
WALGRVG1 | NSW1 | Wallgrove BESS | Infigen Energy | GENERATOR | Battery | Battery | 0 | 0 | 0 | 0 | 0 | 0 | 0
WANDBG1 | QLD1 | Wandoan BESS | AGL Energy | GENERATOR | Battery | Battery | 0 | 0 | 0 | 0 | 0 | 0 | 0
WANDSF1 | QLD1 | Wandoan Solar Farm 1 | Vena Energy | GENERATOR | Solar | PV | 0 | 0 | 0 | 0 | 0 | 0 | 0
WARWSF1 | QLD1 | Warwick Solar Farm | University Of Queensland | GENERATOR | Solar | PV | 0 | 0 | 0 | 0 | 0 | 0 | 0
WARWSF2 | QLD1 | Warwick Solar Farm | University Of Queensland | GENERATOR | Solar | PV | 0 | 0 | 0 | 0 | 0 | 0 | 0
WATERLWF | SA1 | Waterloo WF | EnergyAustralia | GENERATOR | Wind | Wind | 10.39 | 6.55 | 2.71 | 1.355 | 0 | 0 | 0
WDGPH1 | QLD1 | Western Downs Green Power Hub | Neoen | GENERATOR | Solar | PV | 0 | 0 | 0 | 0 | 0 | 0 | 0
WELLSF1 | NSW1 | Wellington Solar Farm | Lightsource BP | GENERATOR | Solar | PV | 0 | 0 | 0 | 0 | 0 | 0 | 0
WEMENSF1 | VIC1 | Wemen Solar Farm | Wemen Asset Co | GENERATOR | Solar | PV | 0 | 0 | 0 | 0 | 0 | 0 | 0
WGWF1 | SA1 | Willogoleche Wind Farm | Engie | GENERATOR | Wind | Wind | 10.39 | 6.55 | 2.71 | 1.355 | 0 | 0 | 0
WHITSF1 | QLD1 | Whitsunday Solar Farm | Edify Energy | GENERATOR | Solar | PV | 0 | 0 | 0 | 0 | 0 | 0 | 0
WINTSF1 | VIC1 | Winton Solar Farm | FRV | GENERATOR | Solar | PV | 0 | 0 | 0 | 0 | 0 | 0 | 0
WKIEWA1 | VIC1 | West Kiewa | AGL Energy | GENERATOR | Hydro | Hydro | 7.19 | 7.245 | 7.3 | 7.425 | 7.55 | 8.065 | 8.58
WKIEWA2 | VIC1 | West Kiewa | AGL Energy | GENERATOR | Hydro | Hydro | 7.19 | 7.245 | 7.3 | 7.425 | 7.55 | 8.065 | 8.58
WOODLWN1 | NSW1 | Woodlawn WF | Iberdrola Australia Energy Markets Pty Limited | GENERATOR | Wind | Wind | 10.39 | 6.55 | 2.71 | 1.355 | 0 | 0 | 0
WOOLGSF1 | QLD1 | Woolooga Solar Farm | Woolooga Fund Pty Ltd As Trustee For The Woolooga Trust | GENERATOR | Solar | PV | 0 | 0 | 0 | 0 | 0 | 0 | 0
WPWF | SA1 | Wattle Point WF | AGL Energy | GENERATOR | Wind | Wind | 10.39 | 6.55 | 2.71 | 1.355 | 0 | 0 | 0
WRSF1 | NSW1 | White Rock Solar Farm | White Rock Wind Farm | GENERATOR | Solar | PV | 0 | 0 | 0 | 0 | 0 | 0 | 0
WRWF1 | NSW1 | White Rock Wind Farm | White Rock Wind Farm | GENERATOR | Wind | Wind | 10.39 | 6.55 | 2.71 | 1.355 | 0 | 0 | 0
WSTWYSF1 | NSW1 | West Wyalong Solar Farm | West Wyalong Fund Pty Ltd As The Trustee For West Wyalong Trust | GENERATOR | Solar | PV | 0 | 0 | 0 | 0 | 0 | 0 | 0
WW7 | NSW1 | Wallerawang | EnergyAustralia | GENERATOR | Coal-Black | Boiler | 1.03 | 2.655 | 4.28 | 4.385 | 4.49 | 4.795 | 5.1
WW8 | NSW1 | Wallerawang | EnergyAustralia | GENERATOR | Coal-Black | Boiler | 1.03 | 2.655 | 4.28 | 4.385 | 4.49 | 4.795 | 5.1
WYASF1 | NSW1 | Wyalong Solar Farm | Wyalong Solar Farm Pty Ltd ATF Wyalong Solar Farm Unit Trust | GENERATOR | Solar | PV | 0 | 0 | 0 | 0 | 0 | 0 | 0
YABULU | QLD1 | Yabulu | AGL Energy | GENERATOR | Gas | CCGT | 7.19 | 7.34 | 7.49 | 7.615 | 7.74 | 8.265 | 8.79
YABULU2 | QLD1 | Yabulu | AGL Energy | GENERATOR | Gas | CCGT | 7.19 | 7.34 | 7.49 | 7.615 | 7.74 | 8.265 | 8.79
YARANSF1 | QLD1 | Yarranlea Solar Farm | Yarranlea Solar | GENERATOR | Solar | PV | 0 | 0 | 0 | 0 | 0 | 0 | 0
YARWUN_1 | QLD1 | Yarwun | RTA Yarwun | GENERATOR | Gas | Cogen | 7.19 | 7.34 | 7.49 | 7.615 | 7.74 | 8.265 | 8.79
YATSF1 | VIC1 | Yatpool Solar Farm | BayWa r.e. | GENERATOR | Solar | PV | 0 | 0 | 0 | 0 | 0 | 0 | 0
YENDWF1 | VIC1 | Yendon Wind Farm | Lal Lal Wind Farms | GENERATOR | Wind | Wind | 10.39 | 6.55 | 2.71 | 1.355 | 0 | 0 | 0
YWPS1 | VIC1 | Yallourn | EnergyAustralia | GENERATOR | Coal-Brown | Boiler | 1.03 | 2.655 | 4.28 | 4.245 | 4.21 | 4.495 | 4.78
YWPS2 | VIC1 | Yallourn | EnergyAustralia | GENERATOR | Coal-Brown | Boiler | 1.03 | 2.655 | 4.28 | 4.245 | 4.21 | 4.495 | 4.78
YWPS3 | VIC1 | Yallourn | EnergyAustralia | GENERATOR | Coal-Brown | Boiler | 1.03 | 2.655 | 4.28 | 4.245 | 4.21 | 4.495 | 4.78
YWPS4 | VIC1 | Yallourn | EnergyAustralia | GENERATOR | Coal-Brown | Boiler | 1.03 | 2.655 | 4.28 | 4.245 | 4.21 | 4.495 | 4.78

## SRMC
DUID | REGIONID | FUELTYPE | SRMC_2017_2018 | SRMC_2018_2019 | SRMC_2019_2020 | SRMC_2020_2021 | SRMC_2021_2022 | SRMC_2022_2023 | SRMC_2023_2024
ADPBA1G | SA1 | Battery | 0 | 0 | 0 | 0 | 0 | 0 | 0
ADPPV1 | SA1 | Solar | 0 | 0 | 0 | 0 | 0 | 0 | 0
AGLHAL | SA1 | Gas | 152.3084 | 152.3134 | 163.4372 | 178.0959 | 186.3174 | 265.6405 | 260.1096
AGLSOM | VIC1 | Gas | 164.305 | 171.625 | 160.8038 | 156.7361 | 169.9318 | 258.4718 | 254.6965
ANGAST1 | SA1 | Liquid | 485.03 | 488.09 | 520.445 | 530.415 | 522.16 | 587.97 | 580.61
APS | VIC1 | Coal-Brown | 8.4142 | 10.0392 | 11.9024 | 12.2247 | 12.1897 | 13.5466 | 13.8316
ARWF1 | VIC1 | Wind | 10.39 | 6.55 | 2.71 | 1.355 | 0 | 0 | 0
AVLSF1 | NSW1 | Solar | 0 | 0 | 0 | 0 | 0 | 0 | 0
BALBG1 | VIC1 | Battery | 0 | 0 | 0 | 0 | 0 | 0 | 0
BALDHWF1 | VIC1 | Wind | 10.39 | 6.55 | 2.71 | 1.355 | 0 | 0 | 0
BANGOWF1 | NSW1 | Wind | 10.39 | 6.55 | 2.71 | 1.355 | 0 | 0 | 0
BANGOWF2 | NSW1 | Wind | 10.39 | 6.55 | 2.71 | 1.355 | 0 | 0 | 0
BANN1 | VIC1 | Solar | 0 | 0 | 0 | 0 | 0 | 0 | 0
BARCALDN | QLD1 | Gas | 95.2837 | 95.2887 | 95.0318 | 93.4608 | 98.1754 | 166.5929 | 161.1546
BARKIPS1 | SA1 | Gas | 86.245 | 86.245 | 93.6616 | 100.4848 | 104.7832 | 148.7015 | 146.0688
BARRON-1 | QLD1 | Hydro | 7.19 | 7.245 | 7.3 | 7.425 | 7.55 | 8.065 | 8.58
BARRON-2 | QLD1 | Hydro | 7.19 | 7.245 | 7.3 | 7.425 | 7.55 | 8.065 | 8.58
BASTYAN | TAS1 | Hydro | 7.19 | 7.245 | 7.3 | 7.425 | 7.55 | 8.065 | 8.58
BBATTERY | QLD1 | Battery | 0 | 0 | 0 | 0 | 0 | 0 | 0
BBTHREE1 | TAS1 | Gas | 150.687 | 150.692 | 146.583 | 150.509 | 160.485 | 191.737 | 188.383
BBTHREE2 | TAS1 | Gas | 150.687 | 150.692 | 146.583 | 150.509 | 160.485 | 191.737 | 188.383
BBTHREE3 | TAS1 | Gas | 150.687 | 150.692 | 146.583 | 150.509 | 160.485 | 191.737 | 188.383
BDL01 | VIC1 | Gas | 108.3577 | 113.4977 | 116.0702 | 113.2669 | 122.5822 | 204.1671 | 201.3326
BDL02 | VIC1 | Gas | 108.3577 | 113.4977 | 116.0702 | 113.2669 | 122.5822 | 204.1671 | 201.3326
BELLBAY1 | TAS1 | Gas | 117.59 | 117.595 | 130.7487 | 134.2376 | 143.0715 | 219.9443 | 217.4973
BELLBAY2 | TAS1 | Gas | 117.59 | 117.595 | 130.7487 | 134.2376 | 143.0715 | 219.9443 | 217.4973
BERYLSF1 | NSW1 | Solar | 0 | 0 | 0 | 0 | 0 | 0 | 0
BHBG1 | NSW1 | Battery | 0 | 0 | 0 | 0 | 0 | 0 | 0
BLOWERNG | NSW1 | Hydro | 7.19 | 7.245 | 7.3 | 7.425 | 7.55 | 8.065 | 8.58
BLUEGSF1 | QLD1 | Solar | 0 | 0 | 0 | 0 | 0 | 0 | 0
BLUFF1 | SA1 | Wind | 10.39 | 6.55 | 2.71 | 1.355 | 0 | 0 | 0
BNGSF1 | SA1 | Solar | 0 | 0 | 0 | 0 | 0 | 0 | 0
BNGSF2 | SA1 | Solar | 0 | 0 | 0 | 0 | 0 | 0 | 0
BOCORWF1 | NSW1 | Wind | 10.39 | 6.55 | 2.71 | 1.355 | 0 | 0 | 0
BODWF1 | NSW1 | Wind | 10.39 | 6.55 | 2.71 | 1.355 | 0 | 0 | 0
BOLIVPS1 | SA1 | Gas | 119.1116 | 119.1166 | 117.0836 | 127.3467 | 133.1262 | 205.7538 | 201.9564
BOMENSF1 | NSW1 | Solar | 0 | 0 | 0 | 0 | 0 | 0 | 0
BOWWBA1G | SA1 | Battery | 0 | 0 | 0 | 0 | 0 | 0 | 0
BOWWPV1 | SA1 | Solar | 0 | 0 | 0 | 0 | 0 | 0 | 0
BRAEMAR1 | QLD1 | Gas | 117.16 | 117.165 | 123.722 | 121.557 | 127.816 | 219.602 | 210.885
BRAEMAR2 | QLD1 | Gas | 117.16 | 117.165 | 123.722 | 121.557 | 127.816 | 219.602 | 210.885
BRAEMAR3 | QLD1 | Gas | 117.16 | 117.165 | 123.722 | 121.557 | 127.816 | 219.602 | 210.885
BRAEMAR5 | QLD1 | Gas | 117.16 | 117.165 | 123.722 | 121.557 | 127.816 | 219.602 | 210.885
BRAEMAR6 | QLD1 | Gas | 117.16 | 117.165 | 123.722 | 121.557 | 127.816 | 219.602 | 210.885
BRAEMAR7 | QLD1 | Gas | 117.16 | 117.165 | 123.722 | 121.557 | 127.816 | 219.602 | 210.885
BROKENH1 | NSW1 | Solar | 0 | 0 | 0 | 0 | 0 | 0 | 0
BRYB1WF1 | VIC1 | Wind | 10.39 | 6.55 | 2.71 | 1.355 | 0 | 0 | 0
BRYB2WF2 | VIC1 | Wind | 10.39 | 6.55 | 2.71 | 1.355 | 0 | 0 | 0
BULBESG1 | VIC1 | Battery | 0 | 0 | 0 | 0 | 0 | 0 | 0
BULGANA1 | VIC1 | Wind | 10.39 | 6.55 | 2.71 | 1.355 | 0 | 0 | 0
BW01 | NSW1 | Coal-Black | 15.175 | 17.1772 | 19.4623 | 20.7932 | 20.9925 | 23.4664 | 24.0543
BW02 | NSW1 | Coal-Black | 15.175 | 17.1772 | 19.4623 | 20.7932 | 20.9925 | 23.4664 | 24.0543
BW03 | NSW1 | Coal-Black | 15.175 | 17.1772 | 19.4623 | 20.7932 | 20.9925 | 23.4664 | 24.0543
BW04 | NSW1 | Coal-Black | 15.175 | 17.1772 | 19.4623 | 20.7932 | 20.9925 | 23.4664 | 24.0543
CALL_A_1 | QLD1 | Coal-Black | 19.9408 | 21.5658 | 24.8594 | 23.2608 | 23.2381 | 26.1337 | 26.5264
CALL_A_2 | QLD1 | Coal-Black | 19.9408 | 21.5658 | 24.8594 | 23.2608 | 23.2381 | 26.1337 | 26.5264
CALL_A_3 | QLD1 | Coal-Black | 19.9408 | 21.5658 | 24.8594 | 23.2608 | 23.2381 | 26.1337 | 26.5264
CALL_B_1 | QLD1 | Coal-Black | 19.9408 | 21.5658 | 24.8594 | 23.2608 | 23.2381 | 26.1337 | 26.5264
CALL_B_2 | QLD1 | Coal-Black | 19.9408 | 21.5658 | 24.8594 | 23.2608 | 23.2381 | 26.1337 | 26.5264
CAPBES1G | NSW1 | Battery | 0 | 0 | 0 | 0 | 0 | 0 | 0
CATHROCK | SA1 | Wind | 10.39 | 6.55 | 2.71 | 1.355 | 0 | 0 | 0
CBWWBA1G | SA1 | Battery | 0 | 0 | 0 | 0 | 0 | 0 | 0
CETHANA | TAS1 | Hydro | 7.19 | 7.245 | 7.3 | 7.425 | 7.55 | 8.065 | 8.58
CG1 | NSW1 | Gas | 117.7391 | 118.8241 | 128.4189 | 131.976 | 138.1515 | 225.3187 | 221.7147
CG2 | NSW1 | Gas | 117.7391 | 118.8241 | 128.4189 | 131.976 | 138.1515 | 225.3187 | 221.7147
CG3 | NSW1 | Gas | 117.7391 | 118.8241 | 128.4189 | 131.976 | 138.1515 | 225.3187 | 221.7147
CG4 | NSW1 | Gas | 117.7391 | 118.8241 | 128.4189 | 131.976 | 138.1515 | 225.3187 | 221.7147
CHBESSG1 | QLD1 | Battery | 0 | 0 | 0 | 0 | 0 | 0 | 0
CHILDSF1 | QLD1 | Solar | 0 | 0 | 0 | 0 | 0 | 0 | 0
CHYTWF1 | VIC1 | Wind | 10.39 | 6.55 | 2.71 | 1.355 | 0 | 0 | 0
CLARESF1 | QLD1 | Solar | 0 | 0 | 0 | 0 | 0 | 0 | 0
CLEMGPWF | SA1 | Wind | 10.39 | 6.55 | 2.71 | 1.355 | 0 | 0 | 0
CLERMSF1 | QLD1 | Solar | 0 | 0 | 0 | 0 | 0 | 0 | 0
CLOVER1 | VIC1 | Hydro | 7.19 | 7.245 | 7.3 | 7.425 | 7.55 | 8.065 | 8.58
CLOVER2 | VIC1 | Hydro | 7.19 | 7.245 | 7.3 | 7.425 | 7.55 | 8.065 | 8.58
CNUNDAWF | SA1 | Wind | 10.39 | 6.55 | 2.71 | 1.355 | 0 | 0 | 0
COHUNSF1 | VIC1 | Solar | 0 | 0 | 0 | 0 | 0 | 0 | 0
COLEASF1 | NSW1 | Solar | 0 | 0 | 0 | 0 | 0 | 0 | 0
COLNSV_1 | QLD1 | Coal-Black | 25.4284 | 27.0534 | 30.8312 | 28.7484 | 28.6988 | 32.3476 | 32.7672
COLNSV_2 | QLD1 | Coal-Black | 25.4284 | 27.0534 | 30.8312 | 28.7484 | 28.6988 | 32.3476 | 32.7672
COLNSV_3 | QLD1 | Coal-Black | 25.4284 | 27.0534 | 30.8312 | 28.7484 | 28.6988 | 32.3476 | 32.7672
COLNSV_4 | QLD1 | Coal-Black | 25.4284 | 27.0534 | 30.8312 | 28.7484 | 28.6988 | 32.3476 | 32.7672
COLNSV_5 | QLD1 | Coal-Black | 25.4284 | 27.0534 | 30.8312 | 28.7484 | 28.6988 | 32.3476 | 32.7672
COLUMSF1 | QLD1 | Solar | 0 | 0 | 0 | 0 | 0 | 0 | 0
COLWF01 | NSW1 | Wind | 10.39 | 6.55 | 2.71 | 1.355 | 0 | 0 | 0
COOPGWF1 | QLD1 | Wind | 10.39 | 6.55 | 2.71 | 1.355 | 0 | 0 | 0
CPP_3 | QLD1 | Coal-Black | 19.4308 | 21.0558 | 24.3044 | 22.7508 | 22.7306 | 25.5562 | 25.9464
CPP_4 | QLD1 | Coal-Black | 19.4308 | 21.0558 | 24.3044 | 22.7508 | 22.7306 | 25.5562 | 25.9464
CPSA | QLD1 | Gas | 73.438 | 73.588 | 79.9988 | 67.0198 | 71.1488 | 104.7978 | 103.9396
CROOKWF2 | NSW1 | Wind | 10.39 | 6.55 | 2.71 | 1.355 | 0 | 0 | 0
CROWLWF1 | VIC1 | Wind | 10.39 | 6.55 | 2.71 | 1.355 | 0 | 0 | 0
CRURWF1 | NSW1 | Wind | 10.39 | 6.55 | 2.71 | 1.355 | 0 | 0 | 0
CRWASF1 | NSW1 | Solar | 0 | 0 | 0 | 0 | 0 | 0 | 0
CSPVPS1 | QLD1 | Solar | 0 | 0 | 0 | 0 | 0 | 0 | 0
CTHLWF1 | TAS1 | Wind | 10.39 | 6.55 | 2.71 | 1.355 | 0 | 0 | 0
DALNTH01 | SA1 | Battery | 0 | 0 | 0 | 0 | 0 | 0 | 0
DARLSF1 | NSW1 | Solar | 0 | 0 | 0 | 0 | 0 | 0 | 0
DARTM1 | VIC1 | Hydro | 7.19 | 7.245 | 7.3 | 7.425 | 7.55 | 8.065 | 8.58
DAYDSF1 | QLD1 | Solar | 0 | 0 | 0 | 0 | 0 | 0 | 0
DDPS1 | QLD1 | Gas | 78.6556 | 78.8056 | 77.042 | 67.3782 | 71.2568 | 105.8586 | 104.9852
DDSF1 | QLD1 | Solar | 0 | 0 | 0 | 0 | 0 | 0 | 0
DEVILS_G | TAS1 | Hydro | 7.19 | 7.245 | 7.3 | 7.425 | 7.55 | 8.065 | 8.58
DG_NSW1 | NSW1 | 0 | 0 | #DIV/0! | 0 | #DIV/0! | 0 | #DIV/0! | 0
DG_QLD1 | QLD1 | 0 | 0 | #DIV/0! | 0 | #DIV/0! | 0 | #DIV/0! | 0
DG_SA1 | SA1 | 0 | 0 | #DIV/0! | 0 | #DIV/0! | 0 | #DIV/0! | 0
DG_TAS1 | TAS1 | 0 | 0 | #DIV/0! | 0 | #DIV/0! | 0 | #DIV/0! | 0
DG_VIC1 | VIC1 | 0 | 0 | #DIV/0! | 0 | #DIV/0! | 0 | #DIV/0! | 0
DPNTBG1 | NSW1 | Battery | 0 | 0 | 0 | 0 | 0 | 0 | 0
DRYCGT1 | SA1 | Gas | 153.5852 | 153.5902 | 150.9092 | 164.3799 | 171.9414 | 267.2486 | 261.8308
DRYCGT2 | SA1 | Gas | 153.5852 | 153.5902 | 150.9092 | 164.3799 | 171.9414 | 267.2486 | 261.8308
DRYCGT3 | SA1 | Gas | 153.5852 | 153.5902 | 150.9092 | 164.3799 | 171.9414 | 267.2486 | 261.8308
DULAWF1 | QLD1 | Wind | 10.39 | 6.55 | 2.71 | 1.355 | 0 | 0 | 0
DUNDWF1 | VIC1 | Wind | 10.39 | 6.55 | 2.71 | 1.355 | 0 | 0 | 0
DUNDWF2 | VIC1 | Wind | 10.39 | 6.55 | 2.71 | 1.355 | 0 | 0 | 0
DUNDWF3 | VIC1 | Wind | 10.39 | 6.55 | 2.71 | 1.355 | 0 | 0 | 0
EDENVSF1 | QLD1 | Solar | 0 | 0 | 0 | 0 | 0 | 0 | 0
EILDON1 | VIC1 | Hydro | 7.19 | 7.245 | 7.3 | 7.425 | 7.55 | 8.065 | 8.58
EILDON2 | VIC1 | Hydro | 7.19 | 7.245 | 7.3 | 7.425 | 7.55 | 8.065 | 8.58
ELAINWF1 | VIC1 | Wind | 10.39 | 6.55 | 2.71 | 1.355 | 0 | 0 | 0
EMERASF1 | QLD1 | Solar | 0 | 0 | 0 | 0 | 0 | 0 | 0
ER01 | NSW1 | Coal-Black | 23.2834 | 26.3349 | 42.2249 | 34.2464 | 35.6828 | 96.9469 | 46.7538
ER02 | NSW1 | Coal-Black | 23.2834 | 26.3349 | 42.2249 | 34.2464 | 35.6828 | 96.9469 | 46.7538
ER03 | NSW1 | Coal-Black | 23.2834 | 26.3349 | 42.2249 | 34.2464 | 35.6828 | 96.9469 | 46.7538
ER04 | NSW1 | Coal-Black | 23.2834 | 26.3349 | 42.2249 | 34.2464 | 35.6828 | 96.9469 | 46.7538
FINLYSF1 | NSW1 | Solar | 0 | 0 | 0 | 0 | 0 | 0 | 0
FISHER | TAS1 | Hydro | 7.19 | 7.245 | 7.3 | 7.425 | 7.55 | 8.065 | 8.58
FLYCRKWF | NSW1 | Wind | 10.39 | 6.55 | 2.71 | 1.355 | 0 | 0 | 0
GANGARR1 | QLD1 | Solar | 0 | 0 | 0 | 0 | 0 | 0 | 0
GANNBG1 | VIC1 | Battery | 0 | 0 | 0 | 0 | 0 | 0 | 0
GANNSF1 | VIC1 | Solar | 0 | 0 | 0 | 0 | 0 | 0 | 0
GLENSF1 | VIC1 | Solar | 0 | 0 | 0 | 0 | 0 | 0 | 0
GLRWNSF1 | VIC1 | Solar | 0 | 0 | 0 | 0 | 0 | 0 | 0
GNNDHSF1 | NSW1 | Solar | 0 | 0 | 0 | 0 | 0 | 0 | 0
GOONSF1 | NSW1 | Solar | 0 | 0 | 0 | 0 | 0 | 0 | 0
GORDON | TAS1 | Hydro | 7.19 | 7.245 | 7.3 | 7.425 | 7.55 | 8.065 | 8.58
GRANWF1 | TAS1 | Wind | 10.39 | 6.55 | 2.71 | 1.355 | 0 | 0 | 0
GSTONE1 | QLD1 | Coal-Black | 22.9972 | 26.3718 | 30.038 | 29.7192 | 30.0808 | 80.9248 | 42.0532
GSTONE2 | QLD1 | Coal-Black | 22.9972 | 26.3718 | 30.038 | 29.7192 | 30.0808 | 80.9248 | 42.0532
GSTONE3 | QLD1 | Coal-Black | 22.9972 | 26.3718 | 30.038 | 29.7192 | 30.0808 | 80.9248 | 42.0532
GSTONE4 | QLD1 | Coal-Black | 22.9972 | 26.3718 | 30.038 | 29.7192 | 30.0808 | 80.9248 | 42.0532
GSTONE5 | QLD1 | Coal-Black | 22.9972 | 26.3718 | 30.038 | 29.7192 | 30.0808 | 80.9248 | 42.0532
GSTONE6 | QLD1 | Coal-Black | 22.9972 | 26.3718 | 30.038 | 29.7192 | 30.0808 | 80.9248 | 42.0532
GSWF1A | SA1 | Wind | 10.39 | 6.55 | 2.71 | 1.355 | 0 | 0 | 0
GSWF1B1 | SA1 | Wind | 10.39 | 6.55 | 2.71 | 1.355 | 0 | 0 | 0
GULLRSF1 | NSW1 | Solar | 0 | 0 | 0 | 0 | 0 | 0 | 0
GULLRWF1 | NSW1 | Wind | 10.39 | 6.55 | 2.71 | 1.355 | 0 | 0 | 0
GULLRWF2 | NSW1 | Wind | 10.39 | 6.55 | 2.71 | 1.355 | 0 | 0 | 0
GUNNING1 | NSW1 | Wind | 10.39 | 6.55 | 2.71 | 1.355 | 0 | 0 | 0
GUTHEGA | NSW1 | Hydro | 7.19 | 7.245 | 7.3 | 7.425 | 7.55 | 8.065 | 8.58
HALLWF1 | SA1 | Wind | 10.39 | 6.55 | 2.71 | 1.355 | 0 | 0 | 0
HALLWF2 | SA1 | Wind | 10.39 | 6.55 | 2.71 | 1.355 | 0 | 0 | 0
HAMISF1 | QLD1 | Solar | 0 | 0 | 0 | 0 | 0 | 0 | 0
HAUGHT11 | QLD1 | Solar | 0 | 0 | 0 | 0 | 0 | 0 | 0
HAYMSF1 | QLD1 | Solar | 0 | 0 | 0 | 0 | 0 | 0 | 0
HBESSG1 | VIC1 | Battery | 0 | 0 | 0 | 0 | 0 | 0 | 0
HDWF1 | SA1 | Wind | 10.39 | 6.55 | 2.71 | 1.355 | 0 | 0 | 0
HDWF2 | SA1 | Wind | 10.39 | 6.55 | 2.71 | 1.355 | 0 | 0 | 0
HDWF3 | SA1 | Wind | 10.39 | 6.55 | 2.71 | 1.355 | 0 | 0 | 0
HEZ1 | NSW1 | Diesel | 421.85 | 424.184 | 451.907 | 461.197 | 454.692 | 511.54 | 504.974
HILLSTN1 | NSW1 | Solar | 0 | 0 | 0 | 0 | 0 | 0 | 0
HPRG1 | SA1 | Battery | 0 | 0 | 0 | 0 | 0 | 0 | 0
HUMENSW | NSW1 | Hydro | 7.19 | 7.245 | 7.3 | 7.425 | 7.55 | 8.065 | 8.58
HUMEV | VIC1 | Hydro | 7.19 | 7.245 | 7.3 | 7.425 | 7.55 | 8.065 | 8.58
HVGTS | NSW1 | Liquid | 448.387 | 451.1354 | 480.9437 | 490.4712 | 483.1642 | 544.0405 | 537.3294
HVWWBA1G | SA1 | Battery | 0 | 0 | 0 | 0 | 0 | 0 | 0
HVWWPV1 | SA1 | Solar | 0 | 0 | 0 | 0 | 0 | 0 | 0
HWPS1 | VIC1 | Coal-Brown | 10.1626 | 11.7876 | 13.7072 | 14.1141 | 14.0791 | 15.6898 | 15.9748
HWPS2 | VIC1 | Coal-Brown | 10.1626 | 11.7876 | 13.7072 | 14.1141 | 14.0791 | 15.6898 | 15.9748
HWPS3 | VIC1 | Coal-Brown | 10.1626 | 11.7876 | 13.7072 | 14.1141 | 14.0791 | 15.6898 | 15.9748
HWPS4 | VIC1 | Coal-Brown | 10.1626 | 11.7876 | 13.7072 | 14.1141 | 14.0791 | 15.6898 | 15.9748
HWPS5 | VIC1 | Coal-Brown | 10.1626 | 11.7876 | 13.7072 | 14.1141 | 14.0791 | 15.6898 | 15.9748
HWPS6 | VIC1 | Coal-Brown | 10.1626 | 11.7876 | 13.7072 | 14.1141 | 14.0791 | 15.6898 | 15.9748
HWPS7 | VIC1 | Coal-Brown | 10.1626 | 11.7876 | 13.7072 | 14.1141 | 14.0791 | 15.6898 | 15.9748
HWPS8 | VIC1 | Coal-Brown | 10.1626 | 11.7876 | 13.7072 | 14.1141 | 14.0791 | 15.6898 | 15.9748
JBUTTERS | TAS1 | Hydro | 7.19 | 7.245 | 7.3 | 7.425 | 7.55 | 8.065 | 8.58
JEMALNG1 | NSW1 | Solar | 0 | 0 | 0 | 0 | 0 | 0 | 0
JLA01 | VIC1 | Gas | 158.1575 | 165.7875 | 159.3875 | 159.6025 | 170.035 | 265.61 | 264.9575
JLA02 | VIC1 | Gas | 158.1575 | 165.7875 | 159.3875 | 159.6025 | 170.035 | 265.61 | 264.9575
JLA03 | VIC1 | Gas | 158.1575 | 165.7875 | 159.3875 | 159.6025 | 170.035 | 265.61 | 264.9575
JLA04 | VIC1 | Gas | 158.1575 | 165.7875 | 159.3875 | 159.6025 | 170.035 | 265.61 | 264.9575
JLB01 | VIC1 | Gas | 158.1575 | 165.7875 | 159.3875 | 159.6025 | 170.035 | 265.61 | 264.9575
JLB02 | VIC1 | Gas | 158.1575 | 165.7875 | 159.3875 | 159.6025 | 170.035 | 265.61 | 264.9575
JLB03 | VIC1 | Gas | 158.1575 | 165.7875 | 159.3875 | 159.6025 | 170.035 | 265.61 | 264.9575
JUNEESF1 | NSW1 | Solar | 0 | 0 | 0 | 0 | 0 | 0 | 0
KABANWF1 | QLD1 | Wind | 10.39 | 6.55 | 2.71 | 1.355 | 0 | 0 | 0
KAREEYA1 | QLD1 | Hydro | 7.19 | 7.245 | 7.3 | 7.425 | 7.55 | 8.065 | 8.58
KAREEYA2 | QLD1 | Hydro | 7.19 | 7.245 | 7.3 | 7.425 | 7.55 | 8.065 | 8.58
KAREEYA3 | QLD1 | Hydro | 7.19 | 7.245 | 7.3 | 7.425 | 7.55 | 8.065 | 8.58
KAREEYA4 | QLD1 | Hydro | 7.19 | 7.245 | 7.3 | 7.425 | 7.55 | 8.065 | 8.58
KARSF1 | VIC1 | Solar | 0 | 0 | 0 | 0 | 0 | 0 | 0
KEPSF1 | QLD1 | Solar | 0 | 0 | 0 | 0 | 0 | 0 | 0
KEPWF1 | QLD1 | Wind | 10.39 | 6.55 | 2.71 | 1.355 | 0 | 0 | 0
KIAMSF1 | VIC1 | Solar | 0 | 0 | 0 | 0 | 0 | 0 | 0
KIATAWF1 | VIC1 | Wind | 10.39 | 6.55 | 2.71 | 1.355 | 0 | 0 | 0
KKGTS | NSW1 | Diesel | 394.823 | 396.9876 | 422.8703 | 431.5828 | 425.5398 | 478.6995 | 472.6186
KPP_1 | QLD1 | Coal-Black | 14.1082 | 16.0815 | 16.3771 | 16.2705 | 16.5171 | 18.5831 | 18.8831
KSP1 | QLD1 | Solar | 0 | 0 | 0 | 0 | 0 | 0 | 0
LADBROK1 | SA1 | Gas | 122.0848 | 122.0898 | 132.2216 | 140.6052 | 143.8672 | 216.3854 | 216.852
LADBROK2 | SA1 | Gas | 122.0848 | 122.0898 | 132.2216 | 140.6052 | 143.8672 | 216.3854 | 216.852
LAVNORTH | VIC1 | Gas | 120.5305 | 126.3105 | 129.203 | 122.7135 | 129.853 | 227.1365 | 227.7465
LBBG1 | SA1 | Battery | 0 | 0 | 0 | 0 | 0 | 0 | 0
LD01 | NSW1 | Coal-Black | 16.21 | 18.2398 | 20.5732 | 21.9938 | 22.2 | 22.7074 | 23.316
LD02 | NSW1 | Coal-Black | 16.21 | 18.2398 | 20.5732 | 21.9938 | 22.2 | 22.7074 | 23.316
LD03 | NSW1 | Coal-Black | 16.21 | 18.2398 | 20.5732 | 21.9938 | 22.2 | 22.7074 | 23.316
LD04 | NSW1 | Coal-Black | 16.21 | 18.2398 | 20.5732 | 21.9938 | 22.2 | 22.7074 | 23.316
LEM_WIL | TAS1 | Hydro | 7.19 | 7.245 | 7.3 | 7.425 | 7.55 | 8.065 | 8.58
LGAPWF1 | SA1 | Wind | 10.39 | 6.55 | 2.71 | 1.355 | 0 | 0 | 0
LGAPWF2 | SA1 | Wind | 10.39 | 6.55 | 2.71 | 1.355 | 0 | 0 | 0
LI_WY_CA | TAS1 | Hydro | 7.19 | 7.245 | 7.3 | 7.425 | 7.55 | 8.065 | 8.58
LILYSF1 | QLD1 | Solar | 0 | 0 | 0 | 0 | 0 | 0 | 0
LIMOSF11 | NSW1 | Solar | 0 | 0 | 0 | 0 | 0 | 0 | 0
LIMOSF21 | NSW1 | Solar | 0 | 0 | 0 | 0 | 0 | 0 | 0
LK_ECHO | TAS1 | Hydro | 7.19 | 7.245 | 7.3 | 7.425 | 7.55 | 8.065 | 8.58
LKBONNY1 | SA1 | Wind | 10.39 | 6.55 | 2.71 | 1.355 | 0 | 0 | 0
LKBONNY2 | SA1 | Wind | 10.39 | 6.55 | 2.71 | 1.355 | 0 | 0 | 0
LKBONNY3 | SA1 | Wind | 10.39 | 6.55 | 2.71 | 1.355 | 0 | 0 | 0
LNGS1 | VIC1 | Gas | 120.5305 | 126.3105 | 129.203 | 122.7135 | 129.853 | 227.1365 | 227.7465
LNGS2 | VIC1 | Gas | 120.5305 | 126.3105 | 129.203 | 122.7135 | 129.853 | 227.1365 | 227.7465
LONSDALE | SA1 | Liquid | 457.652 | 460.5404 | 491.0312 | 500.7562 | 493.3092 | 555.043 | 547.8344
LOYYB1 | VIC1 | Coal-Brown | 8.7924 | 10.4174 | 12.2928 | 12.6334 | 12.5984 | 14.0102 | 14.2952
LOYYB2 | VIC1 | Coal-Brown | 8.7924 | 10.4174 | 12.2928 | 12.6334 | 12.5984 | 14.0102 | 14.2952
LYA1 | VIC1 | Coal-Brown | 8.4948 | 10.1198 | 11.9856 | 12.3118 | 12.2768 | 13.6454 | 13.9304
LYA2 | VIC1 | Coal-Brown | 8.4948 | 10.1198 | 11.9856 | 12.3118 | 12.2768 | 13.6454 | 13.9304
LYA3 | VIC1 | Coal-Brown | 8.4948 | 10.1198 | 11.9856 | 12.3118 | 12.2768 | 13.6454 | 13.9304
LYA4 | VIC1 | Coal-Brown | 8.4948 | 10.1198 | 11.9856 | 12.3118 | 12.2768 | 13.6454 | 13.9304
MACARTH1 | VIC1 | Wind | 10.39 | 6.55 | 2.71 | 1.355 | 0 | 0 | 0
MACKAYGT | QLD1 | Gas | 135.39 | 135.395 | 480.9437 | 490.4712 | 483.1642 | 181.2655 | 166.1004
MACKNTSH | TAS1 | Hydro | 7.19 | 7.245 | 7.3 | 7.425 | 7.55 | 8.065 | 8.58
MANSLR1 | NSW1 | Solar | 0 | 0 | 0 | 0 | 0 | 0 | 0
MAPS2PV1 | SA1 | Solar | 0 | 0 | 0 | 0 | 0 | 0 | 0
MAPS3PV1 | SA1 | Solar | 0 | 0 | 0 | 0 | 0 | 0 | 0
MARYRSF1 | QLD1 | Solar | 0 | 0 | 0 | 0 | 0 | 0 | 0
MBPS2PV1 | SA1 | Solar | 0 | 0 | 0 | 0 | 0 | 0 | 0
MCKAY1 | VIC1 | Hydro | 7.19 | 7.245 | 7.3 | 7.425 | 7.55 | 8.065 | 8.58
MCKAY2 | VIC1 | Hydro | 7.19 | 7.245 | 7.3 | 7.425 | 7.55 | 8.065 | 8.58
MEADOWBK | TAS1 | Hydro | 7.19 | 7.245 | 7.3 | 7.425 | 7.55 | 8.065 | 8.58
MERCER01 | VIC1 | Wind | 10.39 | 6.55 | 2.71 | 1.355 | 0 | 0 | 0
METZSF1 | NSW1 | Solar | 0 | 0 | 0 | 0 | 0 | 0 | 0
MEWF1 | QLD1 | Wind | 10.39 | 6.55 | 2.71 | 1.355 | 0 | 0 | 0
MIDDLSF1 | QLD1 | Solar | 0 | 0 | 0 | 0 | 0 | 0 | 0
MINTARO | SA1 | Gas | 143.6202 | 143.6252 | 140.8868 | 153.4071 | 160.4406 | 248.9894 | 244.0132
MM3 | NSW1 | Coal-Black | 26.3956 | 29.6466 | 47.5316 | 38.4226 | 40.0452 | 109.8346 | 52.5792
MM4 | NSW1 | Coal-Black | 26.3956 | 29.6466 | 47.5316 | 38.4226 | 40.0452 | 109.8346 | 52.5792
MOLNGSF1 | NSW1 | Solar | 0 | 0 | 0 | 0 | 0 | 0 | 0
MOORAWF1 | VIC1 | Wind | 10.39 | 6.55 | 2.71 | 1.355 | 0 | 0 | 0
MOR1 | VIC1 | Coal-Brown | 8.935 | 10.56 | 12.44 | 12.7875 | 12.7525 | 14.185 | 14.47
MOR2 | VIC1 | Coal-Brown | 8.935 | 10.56 | 12.44 | 12.7875 | 12.7525 | 14.185 | 14.47
MOR3 | VIC1 | Coal-Brown | 8.935 | 10.56 | 12.44 | 12.7875 | 12.7525 | 14.185 | 14.47
MOREESF1 | NSW1 | Solar | 0 | 0 | 0 | 0 | 0 | 0 | 0
MORTLK11 | VIC1 | Gas | 118.1535 | 123.6135 | 114.7814 | 116.1565 | 126.1505 | 201.5349 | 199.3492
MORTLK12 | VIC1 | Gas | 118.1535 | 123.6135 | 114.7814 | 116.1565 | 126.1505 | 201.5349 | 199.3492
MOUSF1 | QLD1 | Solar | 0 | 0 | 0 | 0 | 0 | 0 | 0
MP1 | NSW1 | Coal-Black | 19.7872 | 22.2438 | 41.1476 | 33.3986 | 34.7972 | 39.2602 | 38.6412
MP2 | NSW1 | Coal-Black | 19.7872 | 22.2438 | 41.1476 | 33.3986 | 34.7972 | 39.2602 | 38.6412
MPP_1 | QLD1 | Coal-Black | 14.9176 | 15.4676 | 15.1006 | 15.6291 | 15.8825 | 17.8331 | 18.1331
MPP_2 | QLD1 | Coal-Black | 14.9176 | 15.4676 | 15.1006 | 15.6291 | 15.8825 | 17.8331 | 18.1331
MRIDGE | QLD1 | Diesel | 390.833 | 393.3876 | 419.6603 | 429.6378 | 424.8598 | 477.9745 | 471.8486
MRTLSWF1 | VIC1 | Wind | 10.39 | 6.55 | 2.71 | 1.355 | 0 | 0 | 0
MSTUART1 | QLD1 | Diesel | 419.254 | 421.8198 | 449.6444 | 458.5494 | 451.7404 | 508.256 | 501.6828
MSTUART2 | QLD1 | Diesel | 419.254 | 421.8198 | 449.6444 | 458.5494 | 451.7404 | 508.256 | 501.6828
MSTUART3 | QLD1 | Diesel | 419.254 | 421.8198 | 449.6444 | 458.5494 | 451.7404 | 508.256 | 501.6828
MTGELWF1 | VIC1 | Wind | 10.39 | 6.55 | 2.71 | 1.355 | 0 | 0 | 0
MTMILLAR | SA1 | Wind | 10.39 | 6.55 | 2.71 | 1.355 | 0 | 0 | 0
MURRAY | VIC1 | Hydro | 7.19 | 7.245 | 7.3 | 7.425 | 7.55 | 8.065 | 8.58
MUSSELR1 | TAS1 | Wind | 10.39 | 6.55 | 2.71 | 1.355 | 0 | 0 | 0
MUWAWF1 | VIC1 | Wind | 10.39 | 6.55 | 2.71 | 1.355 | 0 | 0 | 0
MUWAWF2 | VIC1 | Wind | 10.39 | 6.55 | 2.71 | 1.355 | 0 | 0 | 0
MWPS1PV1 | SA1 | Solar | 0 | 0 | 0 | 0 | 0 | 0 | 0
MWPS2PV1 | SA1 | Solar | 0 | 0 | 0 | 0 | 0 | 0 | 0
MWPS3PV1 | SA1 | Solar | 0 | 0 | 0 | 0 | 0 | 0 | 0
MWPS4PV1 | SA1 | Solar | 0 | 0 | 0 | 0 | 0 | 0 | 0
NBHWF1 | SA1 | Wind | 10.39 | 6.55 | 2.71 | 1.355 | 0 | 0 | 0
NEVERSF1 | NSW1 | Solar | 0 | 0 | 0 | 0 | 0 | 0 | 0
NEWENSF1 | NSW1 | Solar | 0 | 0 | 0 | 0 | 0 | 0 | 0
NEWENSF2 | NSW1 | Solar | 0 | 0 | 0 | 0 | 0 | 0 | 0
NGTS | NSW1 | Diesel | 394.823 | 396.9876 | 422.8703 | 431.5828 | 425.5398 | 478.6995 | 472.6186
NPS | VIC1 | Gas | 112.1509 | 112.0509 | 107.7402 | 104.7969 | 113.9722 | 175.7622 | 172.7485
NPS1 | SA1 | Coal-Brown | 7.106 | 8.731 | 10.552 | 10.811 | 10.776 | 11.943 | 12.228
NPS2 | SA1 | Coal-Brown | 7.106 | 8.731 | 10.552 | 10.811 | 10.776 | 11.943 | 12.228
NUMURSF1 | VIC1 | Solar | 0 | 0 | 0 | 0 | 0 | 0 | 0
NYNGAN1 | NSW1 | Solar | 0 | 0 | 0 | 0 | 0 | 0 | 0
OAKEY1 | QLD1 | Gas | 113.9344 | 113.9394 | 117.3716 | 112.1916 | 117.9358 | 201.6983 | 194.8542
OAKEY1SF | QLD1 | Solar | 0 | 0 | 0 | 0 | 0 | 0 | 0
OAKEY2 | QLD1 | Gas | 113.9344 | 113.9394 | 117.3716 | 112.1916 | 117.9358 | 201.6983 | 194.8542
OAKEY2SF | QLD1 | Solar | 0 | 0 | 0 | 0 | 0 | 0 | 0
OAKLAND1 | VIC1 | Wind | 10.39 | 6.55 | 2.71 | 1.355 | 0 | 0 | 0
OSB-AG | SA1 | Gas | 85.0898 | 85.2398 | 84.1688 | 98.9458 | 103.6292 | 127.6788 | 125.192
OSB01 | SA1 | 0 | 0 | #DIV/0! | 0 | #DIV/0! | 0 | #DIV/0! | 0
OSB02 | SA1 | 0 | 0 | #DIV/0! | 0 | #DIV/0! | 0 | #DIV/0! | 0
PAREPS1 | SA1 | Solar | 0 | 0 | 0 | 0 | 0 | 0 | 0
PAREPW1 | SA1 | Wind | 10.39 | 6.55 | 2.71 | 1.355 | 0 | 0 | 0
PARSF1 | NSW1 | Solar | 0 | 0 | 0 | 0 | 0 | 0 | 0
PIBESSG1 | VIC1 | Battery | 0 | 0 | 0 | 0 | 0 | 0 | 0
PLAYB-AG | SA1 | Coal-Brown | 10.4044 | 12.0294 | 13.9568 | 14.3754 | 14.3404 | 15.9862 | 16.2712
PLAYFB1 | SA1 | 0 | 0 | #DIV/0! | 0 | #DIV/0! | 0 | #DIV/0! | 0
PLAYFB2 | SA1 | 0 | 0 | #DIV/0! | 0 | #DIV/0! | 0 | #DIV/0! | 0
PLAYFB3 | SA1 | 0 | 0 | #DIV/0! | 0 | #DIV/0! | 0 | #DIV/0! | 0
PLAYFB4 | SA1 | 0 | 0 | #DIV/0! | 0 | #DIV/0! | 0 | #DIV/0! | 0
POAT110 | TAS1 | Hydro | 7.19 | 7.245 | 7.3 | 7.425 | 7.55 | 8.065 | 8.58
POAT220 | TAS1 | Hydro | 7.19 | 7.245 | 7.3 | 7.425 | 7.55 | 8.065 | 8.58
POR01 | SA1 | Diesel | 457.864 | 460.6718 | 491.1254 | 501.1954 | 494.0664 | 555.511 | 547.9048
POR03 | SA1 | Diesel | 457.864 | 460.6718 | 491.1254 | 501.1954 | 494.0664 | 555.511 | 547.9048
PPCCGT | SA1 | Gas | 85.394 | 85.544 | 80.4755 | 91.6255 | 95.793 | 116.0895 | 113.895
PTSTAN1 | SA1 | Diesel | 457.652 | 460.5404 | 491.0312 | 500.7562 | 493.3092 | 555.043 | 547.8344
QBYNBG1 | NSW1 | Battery | 0 | 0 | 0 | 0 | 0 | 0 | 0
QPS1 | SA1 | Gas | 123.6833 | 123.6883 | 119.6311 | 133.0617 | 139.1162 | 197.2815 | 193.4448
QPS2 | SA1 | Gas | 123.6833 | 123.6883 | 119.6311 | 133.0617 | 139.1162 | 197.2815 | 193.4448
QPS3 | SA1 | Gas | 123.6833 | 123.6883 | 119.6311 | 133.0617 | 139.1162 | 197.2815 | 193.4448
QPS4 | SA1 | Gas | 123.6833 | 123.6883 | 119.6311 | 133.0617 | 139.1162 | 197.2815 | 193.4448
QPS5 | SA1 | Gas | 123.6833 | 123.6883 | 119.6311 | 133.0617 | 139.1162 | 197.2815 | 193.4448
REECE1 | TAS1 | Hydro | 7.19 | 7.245 | 7.3 | 7.425 | 7.55 | 8.065 | 8.58
REECE2 | TAS1 | Hydro | 7.19 | 7.245 | 7.3 | 7.425 | 7.55 | 8.065 | 8.58
RESS1G | NSW1 | Battery | 0 | 0 | 0 | 0 | 0 | 0 | 0
RIVNBG2 | NSW1 | Battery | 0 | 0 | 0 | 0 | 0 | 0 | 0
ROMA_7 | QLD1 | Gas | 127.09 | 127.095 | 126.6344 | 120.9894 | 127.2172 | 198.3992 | 193.2228
ROMA_8 | QLD1 | Gas | 127.09 | 127.095 | 126.6344 | 120.9894 | 127.2172 | 198.3992 | 193.2228
RRSF1 | QLD1 | Solar | 0 | 0 | 0 | 0 | 0 | 0 | 0
RUGBYR1 | QLD1 | Solar | 0 | 0 | 0 | 0 | 0 | 0 | 0
RYEPARK1 | NSW1 | Wind | 10.39 | 6.55 | 2.71 | 1.355 | 0 | 0 | 0
SALTCRK1 | VIC1 | Wind | 10.39 | 6.55 | 2.71 | 1.355 | 0 | 0 | 0
SAPHWF1 | NSW1 | Wind | 10.39 | 6.55 | 2.71 | 1.355 | 0 | 0 | 0
SATGS1 | SA1 | Diesel | 394.823 | 397.3176 | 423.5303 | 428.1728 | 418.0598 | 474.9595 | 472.6186
SEBSF1 | NSW1 | Solar | 0 | 0 | 0 | 0 | 0 | 0 | 0
SHGEN | NSW1 | Hydro | 7.19 | 7.245 | 7.3 | 7.425 | 7.55 | 8.065 | 8.58
SITHE01 | NSW1 | Gas | 99.0134 | 100.7684 | 100.6886 | 103.449 | 108.211 | 171.3542 | 168.8616
SMCSF1 | QLD1 | Solar | 0 | 0 | 0 | 0 | 0 | 0 | 0
SNAPPER1 | SA1 | Gas | 119.1116 | 119.1166 | 117.0836 | 123.9467 | 126.3262 | 196.4436 | 196.7595
SNOWNTH1 | SA1 | Wind | 10.39 | 6.55 | 2.71 | 1.355 | 0 | 0 | 0
SNOWSTH1 | SA1 | Wind | 10.39 | 6.55 | 2.71 | 1.355 | 0 | 0 | 0
SNOWTWN1 | SA1 | Wind | 10.39 | 6.55 | 2.71 | 1.355 | 0 | 0 | 0
SNOWY1 | NSW1 | Hydro | 7.19 | 7.245 | 7.3 | 7.425 | 7.55 | 8.065 | 8.58
SNOWY2 | NSW1 | Hydro | 7.19 | 7.245 | 7.3 | 7.425 | 7.55 | 8.065 | 8.58
SNOWY3 | NSW1 | Hydro | 7.19 | 7.245 | 7.3 | 7.425 | 7.55 | 8.065 | 8.58
SNOWY4 | NSW1 | Hydro | 7.19 | 7.245 | 7.3 | 7.425 | 7.55 | 8.065 | 8.58
SNOWY5 | NSW1 | Hydro | 7.19 | 7.245 | 7.3 | 7.425 | 7.55 | 8.065 | 8.58
SNOWY6 | NSW1 | Hydro | 7.19 | 7.245 | 7.3 | 7.425 | 7.55 | 8.065 | 8.58
SNUG1 | SA1 | Gas | 482.083 | 485.0426 | 517.1453 | 527.7328 | 520.1898 | 584.9395 | 576.8986
SRSF1 | QLD1 | Solar | 0 | 0 | 0 | 0 | 0 | 0 | 0
STAN-1 | QLD1 | Coal-Black | 23.236 | 24.706 | 27.372 | 26.522 | 27.144 | 64.98 | 37.128
STAN-2 | QLD1 | Coal-Black | 23.236 | 24.706 | 27.372 | 26.522 | 27.144 | 64.98 | 37.128
STAN-3 | QLD1 | Coal-Black | 23.236 | 24.706 | 27.372 | 26.522 | 27.144 | 64.98 | 37.128
STAN-4 | QLD1 | Coal-Black | 23.236 | 24.706 | 27.372 | 26.522 | 27.144 | 64.98 | 37.128
STARHLWF | SA1 | Wind | 10.39 | 6.55 | 2.71 | 1.355 | 0 | 0 | 0
STOCKYD1 | VIC1 | Wind | 10.39 | 6.55 | 2.71 | 1.355 | 0 | 0 | 0
STWF1 | NSW1 | Wind | 10.39 | 6.55 | 2.71 | 1.355 | 0 | 0 | 0
SUNRSF1 | NSW1 | Solar | 0 | 0 | 0 | 0 | 0 | 0 | 0
SUNTPSF1 | NSW1 | Solar | 0 | 0 | 0 | 0 | 0 | 0 | 0
SWAN_A_1 | QLD1 | Coal-Black | 20.512 | 22.137 | 25.481 | 23.832 | 23.8065 | 26.7805 | 27.176
SWAN_A_2 | QLD1 | Coal-Black | 20.512 | 22.137 | 25.481 | 23.832 | 23.8065 | 26.7805 | 27.176
SWAN_A_3 | QLD1 | Coal-Black | 20.512 | 22.137 | 25.481 | 23.832 | 23.8065 | 26.7805 | 27.176
SWAN_A_4 | QLD1 | Coal-Black | 20.512 | 22.137 | 25.481 | 23.832 | 23.8065 | 26.7805 | 27.176
SWAN_A_5 | QLD1 | Coal-Black | 20.512 | 22.137 | 25.481 | 23.832 | 23.8065 | 26.7805 | 27.176
SWAN_A_6 | QLD1 | Coal-Black | 20.512 | 22.137 | 25.481 | 23.832 | 23.8065 | 26.7805 | 27.176
SWAN_B_1 | QLD1 | Coal-Black | 23.1844 | 24.8094 | 28.3892 | 26.5044 | 26.4658 | 29.8066 | 30.2152
SWAN_B_2 | QLD1 | Coal-Black | 23.1844 | 24.8094 | 28.3892 | 26.5044 | 26.4658 | 29.8066 | 30.2152
SWAN_B_3 | QLD1 | Coal-Black | 23.1844 | 24.8094 | 28.3892 | 26.5044 | 26.4658 | 29.8066 | 30.2152
SWAN_B_4 | QLD1 | Coal-Black | 23.1844 | 24.8094 | 28.3892 | 26.5044 | 26.4658 | 29.8066 | 30.2152
SWAN_C | QLD1 | Gas | 130.49 | 132.245 | 133.5068 | 122.0916 | 129.0481 | 180.1145 | 176.8056
SWAN_D | QLD1 | Gas | 130.49 | 132.245 | 133.5068 | 122.0916 | 129.0481 | 180.1145 | 176.8056
SWAN_E | QLD1 | Gas | 81.49 | 81.64 | 81.4928 | 74.6336 | 78.8451 | 109.6845 | 107.7576
TALWA1 | NSW1 | Gas | 84.0398 | 84.1898 | 79.2444 | 81.8124 | 85.7764 | 111.7784 | 109.8604
TALWB1 | NSW1 | Gas | 127.5293 | 127.6793 | 119.8504 | 123.8009 | 129.9374 | 169.8669 | 166.0764
TARALGA1 | NSW1 | Wind | 10.39 | 6.55 | 2.71 | 1.355 | 0 | 0 | 0
TARONG#1 | QLD1 | Coal-Black | 28.7085 | 29.2585 | 25.874 | 27.957 | 28.4845 | 32.2615 | 32.7445
TARONG#2 | QLD1 | Coal-Black | 28.7085 | 29.2585 | 25.874 | 27.957 | 28.4845 | 32.2615 | 32.7445
TARONG#3 | QLD1 | Coal-Black | 28.7085 | 29.2585 | 25.874 | 27.957 | 28.4845 | 32.2615 | 32.7445
TARONG#4 | QLD1 | Coal-Black | 28.7085 | 29.2585 | 25.874 | 27.957 | 28.4845 | 32.2615 | 32.7445
TARRALEA | TAS1 | Hydro | 7.19 | 7.245 | 7.3 | 7.425 | 7.55 | 8.065 | 8.58
TB2BG1 | SA1 | Battery | 0 | 0 | 0 | 0 | 0 | 0 | 0
TB2SF1 | SA1 | Solar | 0 | 0 | 0 | 0 | 0 | 0 | 0
TBSF1 | SA1 | Solar | 0 | 0 | 0 | 0 | 0 | 0 | 0
TIBG1 | SA1 | Battery | 0 | 0 | 0 | 0 | 0 | 0 | 0
TNPS1 | QLD1 | Coal-Black | 25.3588 | 26.9838 | 24.8592 | 26.8476 | 27.3536 | 30.9672 | 31.4416
TORRA1 | SA1 | Gas | 132.255 | 132.36 | 131.7216 | 141.4208 | 148.3942 | 217.5765 | 212.4188
TORRA2 | SA1 | Gas | 132.255 | 132.36 | 131.7216 | 141.4208 | 148.3942 | 217.5765 | 212.4188
TORRA3 | SA1 | Gas | 132.255 | 132.36 | 131.7216 | 141.4208 | 148.3942 | 217.5765 | 212.4188
TORRA4 | SA1 | Gas | 132.255 | 132.36 | 131.7216 | 141.4208 | 148.3942 | 217.5765 | 212.4188
TORRB1 | SA1 | Gas | 121.86 | 121.965 | 121.386 | 130.313 | 136.732 | 200.4 | 195.668
TORRB2 | SA1 | Gas | 121.86 | 121.965 | 121.386 | 130.313 | 136.732 | 200.4 | 195.668
TORRB3 | SA1 | Gas | 121.86 | 121.965 | 121.386 | 130.313 | 136.732 | 200.4 | 195.668
TORRB4 | SA1 | Gas | 121.86 | 121.965 | 121.386 | 130.313 | 136.732 | 200.4 | 195.668
TREVALLN | TAS1 | Hydro | 7.19 | 7.245 | 7.3 | 7.425 | 7.55 | 8.065 | 8.58
TRIBUTE | TAS1 | Hydro | 7.19 | 7.245 | 7.3 | 7.425 | 7.55 | 8.065 | 8.58
TUMUT3 | NSW1 | Hydro | 7.19 | 7.245 | 7.3 | 7.425 | 7.55 | 8.065 | 8.58
TUNGATIN | TAS1 | Hydro | 7.19 | 7.245 | 7.3 | 7.425 | 7.55 | 8.065 | 8.58
TVCC201 | TAS1 | Gas | 94.9196 | 93.3196 | 89.2444 | 91.6262 | 97.648 | 116.5186 | 114.5684
TVPP104 | TAS1 | Gas | 150.687 | 150.692 | 146.583 | 150.509 | 160.485 | 191.737 | 188.383
UPPTUMUT | NSW1 | Hydro | 7.19 | 7.245 | 7.3 | 7.425 | 7.55 | 8.065 | 8.58
URANQ11 | NSW1 | Gas | 130.7 | 130.705 | 125.6914 | 127.3938 | 133.5693 | 202.2986 | 198.5855
URANQ12 | NSW1 | Gas | 130.7 | 130.705 | 125.6914 | 127.3938 | 133.5693 | 202.2986 | 198.5855
URANQ13 | NSW1 | Gas | 130.7 | 130.705 | 125.6914 | 127.3938 | 133.5693 | 202.2986 | 198.5855
URANQ14 | NSW1 | Gas | 130.7 | 130.705 | 125.6914 | 127.3938 | 133.5693 | 202.2986 | 198.5855
VBBG1 | VIC1 | Battery | 0 | 0 | 0 | 0 | 0 | 0 | 0
VP5 | NSW1 | Coal-Black | 22.855 | 25.838 | 38.909 | 33.291 | 33.978 | 91.998 | 45.064
VP6 | NSW1 | Coal-Black | 22.855 | 25.838 | 38.909 | 33.291 | 33.978 | 91.998 | 45.064
VPGS | VIC1 | Gas | 163.6105 | 170.8905 | 159.983 | 155.9385 | 169.063 | 287.2415 | 283.6365
VPGS1 | VIC1 | Gas | 167.0788 | 174.5238 | 163.3688 | 159.2286 | 172.6468 | 293.4884 | 289.7844
VPGS2 | VIC1 | Gas | 167.0788 | 174.5238 | 163.3688 | 159.2286 | 172.6468 | 293.4884 | 289.7844
VPGS3 | VIC1 | Gas | 167.0788 | 174.5238 | 163.3688 | 159.2286 | 172.6468 | 293.4884 | 289.7844
VPGS4 | VIC1 | Gas | 167.0788 | 174.5238 | 163.3688 | 159.2286 | 172.6468 | 293.4884 | 289.7844
VPGS5 | VIC1 | Gas | 167.0788 | 174.5238 | 163.3688 | 159.2286 | 172.6468 | 293.4884 | 289.7844
VPGS6 | VIC1 | Gas | 167.0788 | 174.5238 | 163.3688 | 159.2286 | 172.6468 | 293.4884 | 289.7844
W/HOE#1 | QLD1 | Hydro | 7.19 | 7.245 | 7.3 | 7.425 | 7.55 | 8.065 | 8.58
W/HOE#2 | QLD1 | Hydro | 7.19 | 7.245 | 7.3 | 7.425 | 7.55 | 8.065 | 8.58
WAGGNSF1 | NSW1 | Solar | 0 | 0 | 0 | 0 | 0 | 0 | 0
WALGRVG1 | NSW1 | Battery | 0 | 0 | 0 | 0 | 0 | 0 | 0
WANDBG1 | QLD1 | Battery | 0 | 0 | 0 | 0 | 0 | 0 | 0
WANDSF1 | QLD1 | Solar | 0 | 0 | 0 | 0 | 0 | 0 | 0
WARWSF1 | QLD1 | Solar | 0 | 0 | 0 | 0 | 0 | 0 | 0
WARWSF2 | QLD1 | Solar | 0 | 0 | 0 | 0 | 0 | 0 | 0
WATERLWF | SA1 | Wind | 10.39 | 6.55 | 2.71 | 1.355 | 0 | 0 | 0
WDGPH1 | QLD1 | Solar | 0 | 0 | 0 | 0 | 0 | 0 | 0
WELLSF1 | NSW1 | Solar | 0 | 0 | 0 | 0 | 0 | 0 | 0
WEMENSF1 | VIC1 | Solar | 0 | 0 | 0 | 0 | 0 | 0 | 0
WGWF1 | SA1 | Wind | 10.39 | 6.55 | 2.71 | 1.355 | 0 | 0 | 0
WHITSF1 | QLD1 | Solar | 0 | 0 | 0 | 0 | 0 | 0 | 0
WINTSF1 | VIC1 | Solar | 0 | 0 | 0 | 0 | 0 | 0 | 0
WKIEWA1 | VIC1 | Hydro | 7.19 | 7.245 | 7.3 | 7.425 | 7.55 | 8.065 | 8.58
WKIEWA2 | VIC1 | Hydro | 7.19 | 7.245 | 7.3 | 7.425 | 7.55 | 8.065 | 8.58
WOODLWN1 | NSW1 | Wind | 10.39 | 6.55 | 2.71 | 1.355 | 0 | 0 | 0
WOOLGSF1 | QLD1 | Solar | 0 | 0 | 0 | 0 | 0 | 0 | 0
WPWF | SA1 | Wind | 10.39 | 6.55 | 2.71 | 1.355 | 0 | 0 | 0
WRSF1 | NSW1 | Solar | 0 | 0 | 0 | 0 | 0 | 0 | 0
WRWF1 | NSW1 | Wind | 10.39 | 6.55 | 2.71 | 1.355 | 0 | 0 | 0
WSTWYSF1 | NSW1 | Solar | 0 | 0 | 0 | 0 | 0 | 0 | 0
WW7 | NSW1 | Coal-Black | 24.6172 | 27.7542 | 44.4992 | 36.0362 | 37.5524 | 102.4702 | 49.2504
WW8 | NSW1 | Coal-Black | 24.6172 | 27.7542 | 44.4992 | 36.0362 | 37.5524 | 102.4702 | 49.2504
WYASF1 | NSW1 | Solar | 0 | 0 | 0 | 0 | 0 | 0 | 0
YABULU | QLD1 | Gas | 90.5282 | 90.6782 | 65.8571 | 67.4242 | 76.7331 | 108.9084 | 107.9913
YABULU2 | QLD1 | Gas | 90.5282 | 90.6782 | 65.8571 | 67.4242 | 76.7331 | 108.9084 | 107.9913
YARANSF1 | QLD1 | Solar | 0 | 0 | 0 | 0 | 0 | 0 | 0
YARWUN_1 | QLD1 | Gas | 113.2736 | 113.4236 | 76.6208 | 89.4094 | 102.0942 | 147.0456 | 145.5984
YATSF1 | VIC1 | Solar | 0 | 0 | 0 | 0 | 0 | 0 | 0
YENDWF1 | VIC1 | Wind | 10.39 | 6.55 | 2.71 | 1.355 | 0 | 0 | 0
YWPS1 | VIC1 | Coal-Brown | 9.6852 | 11.3102 | 13.2144 | 13.4586 | 13.4236 | 14.965 | 15.25
YWPS2 | VIC1 | Coal-Brown | 9.6852 | 11.3102 | 13.2144 | 13.4586 | 13.4236 | 14.965 | 15.25
YWPS3 | VIC1 | Coal-Brown | 9.6852 | 11.3102 | 13.2144 | 13.4586 | 13.4236 | 14.965 | 15.25
YWPS4 | VIC1 | Coal-Brown | 9.6852 | 11.3102 | 13.2144 | 13.4586 | 13.4236 | 14.965 | 15.25

## YearMonthFY
Year | Month | FY
2017 | 7 | FY2017_2018
2017 | 8 | FY2017_2018
2017 | 9 | FY2017_2018
2017 | 10 | FY2017_2018
2017 | 11 | FY2017_2018
2017 | 12 | FY2017_2018
2018 | 1 | FY2017_2018
2018 | 2 | FY2017_2018
2018 | 3 | FY2017_2018
2018 | 4 | FY2017_2018
2018 | 5 | FY2017_2018
2018 | 6 | FY2017_2018
2018 | 7 | FY2018_2019
2018 | 8 | FY2018_2019
2018 | 9 | FY2018_2019
2018 | 10 | FY2018_2019
2018 | 11 | FY2018_2019
2018 | 12 | FY2018_2019
2019 | 1 | FY2018_2019
2019 | 2 | FY2018_2019
2019 | 3 | FY2018_2019
2019 | 4 | FY2018_2019
2019 | 5 | FY2018_2019
2019 | 6 | FY2018_2019
2019 | 7 | FY2019_2020
2019 | 8 | FY2019_2020
2019 | 9 | FY2019_2020
2019 | 10 | FY2019_2020
2019 | 11 | FY2019_2020
2019 | 12 | FY2019_2020
2020 | 1 | FY2019_2020
2020 | 2 | FY2019_2020
2020 | 3 | FY2019_2020
2020 | 4 | FY2019_2020
2020 | 5 | FY2019_2020
2020 | 6 | FY2019_2020
2020 | 7 | FY2020_2021
2020 | 8 | FY2020_2021
2020 | 9 | FY2020_2021
2020 | 10 | FY2020_2021
2020 | 11 | FY2020_2021
2020 | 12 | FY2020_2021
2021 | 1 | FY2020_2021
2021 | 2 | FY2020_2021
2021 | 3 | FY2020_2021
2021 | 4 | FY2020_2021
2021 | 5 | FY2020_2021
2021 | 6 | FY2020_2021
2021 | 7 | FY2021_2022
2021 | 8 | FY2021_2022
2021 | 9 | FY2021_2022
2021 | 10 | FY2021_2022
2021 | 11 | FY2021_2022
2021 | 12 | FY2021_2022
2022 | 1 | FY2021_2022
2022 | 2 | FY2021_2022
2022 | 3 | FY2021_2022
2022 | 4 | FY2021_2022
2022 | 5 | FY2021_2022
2022 | 6 | FY2021_2022
2022 | 7 | FY2022_2023
2022 | 8 | FY2022_2023
2022 | 9 | FY2022_2023
2022 | 10 | FY2022_2023
2022 | 11 | FY2022_2023
2022 | 12 | FY2022_2023
2023 | 1 | FY2022_2023
2023 | 2 | FY2022_2023
2023 | 3 | FY2022_2023
2023 | 4 | FY2022_2023
2023 | 5 | FY2022_2023
2023 | 6 | FY2022_2023
2023 | 7 | FY2023_2024
2023 | 8 | FY2023_2024
2023 | 9 | FY2023_2024
2023 | 10 | FY2023_2024
2023 | 11 | FY2023_2024
2023 | 12 | FY2023_2024